## IP ETM dial up 0.6% dH=2096
Design | ETM Design 19 pair with matching (Pinto) |  |  |  | Design: | ETM Design 19 pair with matching (Pinto) 0_6% dial up
Reference Wavelength (nm) | 1070 |  |  |  | Reference Wavelength (nm): | 1070
Incident Angle (deg) | 0 |  |  |  | Incident Angle (deg): | 0
Wavelength (nm) | Reflectance (%) | Transmittance (%) | Reflectance-Phase (deg) | Transmittance-Phase (deg)
400 | 8.5464 | 91.4536 | 160.915 | -164.4543 |  |  | Packing | Refractive | Extinction | Optical | Physical | Geometric | Void | Void | Inhomogeneity | Minimum Physical | Maximum Physical |  |  |  | 532 nm |  | 1064 nm
401 | 13.638 | 86.362 | 174.4168 | -141.3753 | Layer | Material | Density | Index | Coefficient | Thickness (FWOT) | Thickness (nm) | Thickness | Material | Density | Factor | Thickness | Thickness |  |  | 532 | 0 | 1064 | 0
402 | 15.5395 | 84.4605 | -170.3086 | -119.3788 | Medium | Air |  | 1 | 0 | [10 empty] | 532 | 100 | 1064 | 100
403 | 13.4817 | 86.5183 | -154.9178 | -97.4997 | 1 | SiO2 Pinto Dispersion | 1 | 1.4699 | 0 | 0.02547 | 18.54 | 0.017327 | Air | 0 | 0 |  |  |  | 0
404 | 8.3914 | 91.6086 | -140.895 | -74.8167 | 2 | Ti:Ta2O5 Pinto Dispersion | 1 | 2.0941 | 0 | 0.20696 | 105.75 | 0.098828 | Air | 0 | 0 |  |  |  | 105.75
405 | 2.9984 | 97.0016 | -135.5329 | -50.8851 | 3 | SiO2 Pinto Dispersion | 1 | 1.4699 | 0 | 0.27577 | 200.74 | 0.18761 | Air | 0 | 0 |  |  |  | 0
406 | 0.98613 | 99.0139 | -179.3366 | -26.1138 | 4 | Ti:Ta2O5 Pinto Dispersion | 1 | 2.0941 | 0 | 0.20696 | 105.75 | 0.098828 | Air | 0 | 0 |  |  |  | 105.75
407 | 3.8485 | 96.1515 | 150.928 | -1.6189 | 5 | SiO2 Pinto Dispersion | 1 | 1.4699 | 0 | 0.27577 | 200.74 | 0.18761 | Air | 0 | 0 |  |  |  | 0
408 | 9.2383 | 90.7617 | 159.3769 | 21.6287 | 6 | Ti:Ta2O5 Pinto Dispersion | 1 | 2.0941 | 0 | 0.20696 | 105.75 | 0.098828 | Air | 0 | 0 |  |  |  | 105.75
409 | 13.6361 | 86.3639 | 173.8374 | 43.4709 | 7 | SiO2 Pinto Dispersion | 1 | 1.4699 | 0 | 0.27577 | 200.74 | 0.18761 | Air | 0 | 0 |  |  |  | 0
410 | 14.9222 | 85.0778 | -170.6521 | 64.4651 | 8 | Ti:Ta2O5 Pinto Dispersion | 1 | 2.0941 | 0 | 0.20696 | 105.75 | 0.098828 | Air | 0 | 0 |  |  |  | 105.75
411 | 12.6326 | 87.3674 | -155.11 | 85.4644 | 9 | SiO2 Pinto Dispersion | 1 | 1.4699 | 0 | 0.27577 | 200.74 | 0.18761 | Air | 0 | 0 |  |  |  | 0
412 | 7.7222 | 92.2778 | -140.7624 | 107.2467 | 10 | Ti:Ta2O5 Pinto Dispersion | 1 | 2.0941 | 0 | 0.20696 | 105.75 | 0.098828 | Air | 0 | 0 |  |  |  | 105.75
413 | 2.6703 | 97.3297 | -134.1691 | 130.1642 | 11 | SiO2 Pinto Dispersion | 1 | 1.4699 | 0 | 0.27577 | 200.74 | 0.18761 | Air | 0 | 0 |  |  |  | 0
414 | 0.70119 | 99.2988 | 179.9449 | 153.8455 | 12 | Ti:Ta2O5 Pinto Dispersion | 1 | 2.0941 | 0 | 0.20696 | 105.75 | 0.098828 | Air | 0 | 0 |  |  |  | 105.75
415 | 3.1951 | 96.8049 | 145.3932 | 177.3213 | 13 | SiO2 Pinto Dispersion | 1 | 1.4699 | 0 | 0.27577 | 200.74 | 0.18761 | Air | 0 | 0 |  |  |  | 0
416 | 8.2505 | 91.7495 | 153.981 | -160.2894 | 14 | Ti:Ta2O5 Pinto Dispersion | 1 | 2.0941 | 0 | 0.20696 | 105.75 | 0.098828 | Air | 0 | 0 |  |  |  | 105.75
417 | 12.7376 | 87.2624 | 168.5894 | -139.2029 | 15 | SiO2 Pinto Dispersion | 1 | 1.4699 | 0 | 0.27577 | 200.74 | 0.18761 | Air | 0 | 0 |  |  |  | 0
418 | 14.5727 | 85.4273 | -175.774 | -118.9976 | 16 | Ti:Ta2O5 Pinto Dispersion | 1 | 2.0941 | 0 | 0.20696 | 105.75 | 0.098828 | Air | 0 | 0 |  |  |  | 105.75
419 | 13.1083 | 86.8917 | -159.9874 | -98.9454 | 17 | SiO2 Pinto Dispersion | 1 | 1.4699 | 0 | 0.27577 | 200.74 | 0.18761 | Air | 0 | 0 |  |  |  | 0
420 | 8.9051 | 91.0949 | -144.6436 | -78.3222 | 18 | Ti:Ta2O5 Pinto Dispersion | 1 | 2.0941 | 0 | 0.20696 | 105.75 | 0.098828 | Air | 0 | 0 |  |  |  | 105.75
421 | 3.8064 | 96.1936 | -132.7474 | -56.6895 | 19 | SiO2 Pinto Dispersion | 1 | 1.4699 | 0 | 0.27577 | 200.74 | 0.18761 | Air | 0 | 0 |  |  |  | 0
422 | 0.65153 | 99.3485 | -149.1449 | -34.1703 | 20 | Ti:Ta2O5 Pinto Dispersion | 1 | 2.0941 | 0 | 0.20696 | 105.75 | 0.098828 | Air | 0 | 0 |  |  |  | 105.75
423 | 1.5003 | 98.4997 | 141.5683 | -11.491 | 21 | SiO2 Pinto Dispersion | 1 | 1.4699 | 0 | 0.27577 | 200.74 | 0.18761 | Air | 0 | 0 |  |  |  | 0
424 | 5.6907 | 94.3093 | 144.2703 | 10.4577 | 22 | Ti:Ta2O5 Pinto Dispersion | 1 | 2.0941 | 0 | 0.20696 | 105.75 | 0.098828 | Air | 0 | 0 |  |  |  | 105.75
425 | 10.5748 | 89.4252 | 158.2684 | 31.2129 | 23 | SiO2 Pinto Dispersion | 1 | 1.4699 | 0 | 0.27577 | 200.74 | 0.18761 | Air | 0 | 0 |  |  |  | 0
426 | 13.7516 | 86.2484 | 173.937 | 50.921 | 24 | Ti:Ta2O5 Pinto Dispersion | 1 | 2.0941 | 0 | 0.20696 | 105.75 | 0.098828 | Air | 0 | 0 |  |  |  | 105.75
427 | 14.0471 | 85.9529 | -170.1085 | 70.1291 | 25 | SiO2 Pinto Dispersion | 1 | 1.4699 | 0 | 0.27577 | 200.74 | 0.18761 | Air | 0 | 0 |  |  |  | 0
428 | 11.3963 | 88.6037 | -154.0901 | 89.5098 | 26 | Ti:Ta2O5 Pinto Dispersion | 1 | 2.0941 | 0 | 0.20696 | 105.75 | 0.098828 | Air | 0 | 0 |  |  |  | 105.75
429 | 6.7605 | 93.2395 | -138.6461 | 109.6277 | 27 | SiO2 Pinto Dispersion | 1 | 1.4699 | 0 | 0.27577 | 200.74 | 0.18761 | Air | 0 | 0 |  |  |  | 0
430 | 2.2042 | 97.7958 | -128.134 | 130.7044 | 28 | Ti:Ta2O5 Pinto Dispersion | 1 | 2.0941 | 0 | 0.20696 | 105.75 | 0.098828 | Air | 0 | 0 |  |  |  | 105.75
431 | 0.25831 | 99.7417 | -176.6595 | 152.43 | 29 | SiO2 Pinto Dispersion | 1 | 1.4699 | 0 | 0.27577 | 200.74 | 0.18761 | Air | 0 | 0 |  |  |  | 0
432 | 2.1185 | 97.8815 | 132.3749 | 174.0563 | 30 | Ti:Ta2O5 Pinto Dispersion | 1 | 2.0941 | 0 | 0.20696 | 105.75 | 0.098828 | Air | 0 | 0 |  |  |  | 105.75
433 | 6.5422 | 93.4578 | 142.624 | -165.1476 | 31 | SiO2 Pinto Dispersion | 1 | 1.4699 | 0 | 0.27577 | 200.74 | 0.18761 | Air | 0 | 0 |  |  |  | 0
434 | 11.0645 | 88.9355 | 158.0188 | -145.4647 | 32 | Ti:Ta2O5 Pinto Dispersion | 1 | 2.0941 | 0 | 0.20696 | 105.75 | 0.098828 | Air | 0 | 0 |  |  |  | 105.75
435 | 13.7426 | 86.2574 | 174.1127 | -126.6775 | 33 | SiO2 Pinto Dispersion | 1 | 1.4699 | 0 | 0.27577 | 200.74 | 0.18761 | Air | 0 | 0 |  |  |  | 0
436 | 13.7006 | 86.2994 | -169.6628 | -108.2702 | 34 | Ti:Ta2O5 Pinto Dispersion | 1 | 2.0941 | 0 | 0.20696 | 105.75 | 0.098828 | Air | 0 | 0 |  |  |  | 105.75
437 | 10.9809 | 89.0191 | -153.2605 | -89.6479 | 35 | SiO2 Pinto Dispersion | 1 | 1.4699 | 0 | 0.27577 | 200.74 | 0.18761 | Air | 0 | 0 |  |  |  | 0
438 | 6.5039 | 93.4961 | -136.9426 | -70.3253 | 36 | Ti:Ta2O5 Pinto Dispersion | 1 | 2.0941 | 0 | 0.20696 | 105.75 | 0.098828 | Air | 0 | 0 |  |  |  | 105.75
439 | 2.1301 | 97.8699 | -123.345 | -50.1189 | 37 | SiO2 Pinto Dispersion | 1 | 1.4699 | 0 | 0.27577 | 200.74 | 0.18761 | Air | 0 | 0 |  |  |  | 0
440 | 0.11278 | 99.8872 | -162.973 | -29.3 | 38 | Ti:Ta2O5 Pinto Dispersion | 1 | 2.0941 | 0 | 0.20696 | 105.75 | 0.098828 | Air | 0 | 0 |  |  |  | 105.75
441 | 1.6068 | 98.3932 | 123.4883 | -8.5219 | 39 | SiO2 Pinto Dispersion | 1 | 1.4699 | 0 | 0.27577 | 200.74 | 0.18761 | Air | 0 | 0 |  |  |  | 0
442 | 5.6697 | 94.3303 | 135.7661 | 11.5475 | 40 | Ti:Ta2O5 Pinto Dispersion | 1 | 2.0941 | 0 | 0.17133 | 87.54 | 0.081814 | Air | 0 | 0 |  |  |  | 87.54
443 | 10.144 | 89.856 | 151.9845 | 30.5994 | Substrate | SiO2 Pinto Dispersion |  | 1.4699 | 0
444 | 13.1688 | 86.8312 | 168.5365 | 48.7646
445 | 13.785 | 86.2151 | -174.9069 | 66.4645 | Total Thickness |  |  |  |  | 9.3687 | 5929.31 | 5.5414 | [5 empty] | dH= | 2096.79
446 | 11.8493 | 88.1507 | -158.1053 | 84.2243
447 | 7.9514 | 92.0486 | -140.8024 | 102.5171
448 | 3.4866 | 96.5134 | -123.2009 | 121.6089
449 | 0.44571 | 99.5543 | -109.0847 | 141.4099
450 | 0.41313 | 99.5869 | 107.4196 | 161.4482
451 | 3.3595 | 96.6405 | 121.2878 | -178.9106
452 | 7.6974 | 92.3026 | 138.9391 | -160.1158
453 | 11.5152 | 88.4848 | 156.4161 | -142.2407
454 | 13.5161 | 86.4839 | 173.5662 | -125.0314
455 | 13.1726 | 86.8274 | -169.2493 | -108.0588
456 | 10.6036 | 89.3964 | -151.5029 | -90.8612
457 | 6.5682 | 93.4318 | -132.5463 | -73.0677
458 | 2.5044 | 97.4956 | -111.0522 | -54.5279
459 | 0.18502 | 99.815 | -72.4336 | -35.4164
460 | 0.74872 | 99.2513 | 88.8616 | -16.2059
461 | 3.855 | 96.145 | 115.3155 | 2.5548
462 | 7.985 | 92.015 | 135.7525 | 20.5178
463 | 11.494 | 88.506 | 154.5337 | 37.6589
464 | 13.2989 | 86.7011 | 172.6332 | 54.22
465 | 12.9663 | 87.0337 | -169.2276 | 70.5823
466 | 10.6138 | 89.3862 | -150.2623 | 87.1508
467 | 6.903 | 93.097 | -129.3424 | 104.2524
468 | 3.0637 | 96.9363 | -103.6689 | 122.03
469 | 0.63376 | 99.3662 | -56.8292 | 140.3569
470 | 0.71039 | 99.2896 | 53.8984 | 158.8471
471 | 3.2089 | 96.7911 | 98.0966 | 177.02
472 | 6.9505 | 93.0495 | 123.6845 | -165.4709
473 | 10.4677 | 89.5323 | 145.1035 | -148.7079
474 | 12.6736 | 87.3264 | 165.0441 | -132.5292
475 | 13.0413 | 86.9587 | -175.2589 | -116.6266
476 | 11.5409 | 88.4591 | -154.7559 | -100.6461
477 | 8.5988 | 91.4012 | -132.1064 | -84.2756
478 | 5.1094 | 94.8906 | -104.7583 | -67.3291
479 | 2.3156 | 97.6844 | -65.6085 | -49.8246
480 | 1.3503 | 98.6497 | -0.67539 | -32.0063
481 | 2.5956 | 97.4044 | 60.5342 | -14.2602
482 | 5.4448 | 94.5552 | 97.6768 | 3.0591
483 | 8.7317 | 91.2683 | 125.1849 | 19.777
484 | 11.364 | 88.636 | 149.1861 | 35.9369
485 | 12.667 | 87.333 | 172.1084 | 51.7458
486 | 12.4267 | 87.5733 | -164.536 | 67.4878
487 | 10.8393 | 89.1607 | -139.3237 | 83.4421
488 | 8.471 | 91.529 | -110.4916 | 99.8102
489 | 6.1709 | 93.8291 | -75.7013 | 116.6537
490 | 4.8152 | 95.1848 | -33.3316 | 133.8654
491 | 4.9068 | 95.0932 | 12.7218 | 151.2086
492 | 6.307 | 93.693 | 54.5504 | 168.4252
493 | 8.3641 | 91.6359 | 90.1508 | -174.6433
494 | 10.3198 | 89.6802 | 121.9058 | -157.9954
495 | 11.6709 | 88.3291 | 152.3586 | -141.49
496 | 12.3293 | 87.6707 | -176.5899 | -124.9214
497 | 12.6108 | 87.3892 | -143.7311 | -108.1122
498 | 13.0755 | 86.9245 | -108.8992 | -90.9983
499 | 14.2044 | 85.7956 | -73.2665 | -73.6665
500 | 16.0191 | 83.9809 | -38.613 | -56.3029
501 | 17.9218 | 82.0782 | -5.8814 | -39.0487
502 | 18.9119 | 81.0881 | 25.5063 | -21.8236
503 | 18.0275 | 81.9725 | 57.7053 | -4.1866
504 | 14.9881 | 85.0119 | 95.2045 | 14.7407
505 | 11.6761 | 88.3239 | 146.7886 | 36.1924
506 | 14.5009 | 85.4991 | -144.6765 | 61.0229
507 | 30.5495 | 69.4505 | -85.0494 | 87.855
508 | 53.9689 | 46.0311 | -42.7956 | 112.7615
509 | 72.756 | 27.244 | -12.6679 | 132.9792
510 | 84.104 | 15.896 | 9.3467 | 148.5863
511 | 90.3915 | 9.6085 | 26.0448 | 160.7589
512 | 93.8881 | 6.1119 | 39.2349 | 170.5595
513 | 95.9024 | 4.0976 | 50.0373 | 178.7203
514 | 97.1133 | 2.8867 | 59.1514 | -174.2814
515 | 97.8717 | 2.1283 | 67.0284 | -168.1315
516 | 98.3641 | 1.6359 | 73.9707 | -162.6176
517 | 98.6935 | 1.3065 | 80.1887 | -157.5909
518 | 98.9187 | 1.0813 | 85.8341 | -152.9437
519 | 99.0747 | 0.92527 | 91.0199 | -148.5947
520 | 99.1828 | 0.81718 | 95.8326 | -144.4814
521 | 99.2561 | 0.74388 | 100.3405 | -140.5532
522 | 99.3028 | 0.69725 | 104.5991 | -136.7683
523 | 99.3275 | 0.67246 | 108.6545 | -133.0907
524 | 99.3329 | 0.66707 | 112.5463 | -129.4879
525 | 99.3195 | 0.68054 | 116.3101 | -125.9298
526 | 99.2859 | 0.71414 | 119.9783 | -122.3864
527 | 99.2288 | 0.77124 | 123.5826 | -118.8268
528 | 99.1421 | 0.8579 | 127.155 | -115.2175
529 | 99.0159 | 0.98414 | 130.7302 | -111.5197
530 | 98.8337 | 1.1663 | 134.3473 | -107.6865
531 | 98.5687 | 1.4313 | 138.054 | -103.6583
532 | 98.1756 | 1.8244 | 141.9111 | -99.3552
533 | 97.5526 | 2.4474 | 146.1278 | -94.5166
534 | 96.5464 | 3.4536 | 150.7239 | -89.0841
535 | 94.8324 | 5.1676 | 155.9035 | -82.7665
536 | 91.72 | 8.28 | 161.9993 | -75.0699
537 | 85.6469 | 14.3531 | 169.572 | -65.1029
538 | 73.0715 | 26.9285 | 179.4865 | -51.1959
539 | 48.0695 | 51.9305 | -167.9935 | -30.523
540 | 15.7586 | 84.2414 | -163.7797 | -1.1784
541 | 9.5751 | 90.4249 | 149.4576 | 30.396
542 | 26.0316 | 73.9684 | 139.7717 | 54.912
543 | 40.4235 | 59.5765 | 146.7813 | 72.3045
544 | 48.1586 | 51.8414 | 154.762 | 85.7129
545 | 50.7331 | 49.2669 | 162.4199 | 97.3448
546 | 49.3449 | 50.6551 | 169.9276 | 108.5308
547 | 44.453 | 55.547 | 177.4948 | 120.1773
548 | 36.2472 | 63.7528 | -174.968 | 132.9962
549 | 25.4532 | 74.5468 | -168.4218 | 147.5225
550 | 14.4221 | 85.5779 | -166.3956 | 163.9191
551 | 7.2418 | 92.7582 | -178.4803 | -178.3345
552 | 6.9646 | 93.0354 | 154.5953 | -160.4422
553 | 12.543 | 87.457 | 142.3223 | -143.6604
554 | 20.3071 | 79.6929 | 143.2116 | -128.6201
555 | 27.2726 | 72.7274 | 148.4784 | -115.2693
556 | 32.1009 | 67.8991 | 154.9922 | -103.1994
557 | 34.4679 | 65.5321 | 161.8213 | -91.9138
558 | 34.4187 | 65.5813 | 168.712 | -80.9399
559 | 32.085 | 67.915 | 175.5767 | -69.8545
560 | 27.6687 | 72.3313 | -177.7519 | -58.2869
561 | 21.5998 | 78.4002 | -171.7886 | -45.9367
562 | 14.7887 | 85.2113 | -167.9406 | -32.628
563 | 8.761 | 91.239 | -169.725 | -18.3949
564 | 5.2912 | 94.7087 | 176.5282 | -3.5467
565 | 5.4535 | 94.5465 | 154.3849 | 11.3819
566 | 8.8852 | 91.1148 | 142.5967 | 25.8256
567 | 14.1165 | 85.8835 | 141.5681 | 39.4009
568 | 19.5381 | 80.4619 | 145.3371 | 51.9915
569 | 24.03 | 75.97 | 150.9518 | 63.6973
570 | 27.0218 | 72.9782 | 157.2467 | 74.7386
571 | 28.3017 | 71.6983 | 163.7756 | 85.3827
572 | 27.8399 | 72.1601 | 170.3607 | 95.9031
573 | 25.7054 | 74.2946 | 176.8823 | 106.5607
574 | 22.0776 | 77.9224 | -176.8696 | 117.5905
575 | 17.3273 | 82.6727 | -171.396 | 129.1812
576 | 12.1261 | 87.8739 | -167.891 | 141.4403
577 | 7.4739 | 92.5261 | -169.1141 | 154.3498
578 | 4.4992 | 95.5008 | 179.7522 | 167.7337
579 | 4.0025 | 95.9975 | 158.4707 | -178.7233
580 | 6.0293 | 93.9707 | 143.0271 | -165.3909
581 | 9.8628 | 90.1372 | 138.9277 | -152.578
582 | 14.437 | 85.563 | 140.9771 | -140.4537
583 | 18.788 | 81.212 | 145.6725 | -129.0374
584 | 22.2631 | 77.7369 | 151.4645 | -118.2351
585 | 24.5088 | 75.4912 | 157.6968 | -107.8871
586 | 25.3746 | 74.6254 | 164.0921 | -97.8039
587 | 24.8305 | 75.1695 | 170.5216 | -87.7887
588 | 22.9295 | 77.0705 | 176.8816 | -77.6504
589 | 19.8197 | 80.1803 | -177.0089 | -67.2151
590 | 15.7938 | 84.2062 | -171.553 | -56.3412
591 | 11.3517 | 88.6483 | -167.664 | -44.9427
592 | 7.2178 | 92.7822 | -167.4116 | -33.0171
593 | 4.2338 | 95.7662 | -175.1255 | -20.6685
594 | 3.0971 | 96.9029 | 165.2945 | -8.104
595 | 4.0604 | 95.9396 | 145.1924 | 4.4078
596 | 6.814 | 93.186 | 136.7846 | 16.6073
597 | 10.6491 | 89.3509 | 136.5707 | 28.309
598 | 14.7627 | 85.2373 | 140.1263 | 39.4316
599 | 18.4922 | 81.5078 | 145.3209 | 49.9916
600 | 21.3963 | 78.6037 | 151.2183 | 60.0759
601 | 23.2298 | 76.7702 | 157.4059 | 69.8131
602 | 23.8827 | 76.1173 | 163.7019 | 79.3518
603 | 23.3322 | 76.6678 | 170.0165 | 88.8463
604 | 21.6215 | 78.3785 | 176.2711 | 98.4473
605 | 18.8705 | 81.1295 | -177.6731 | 108.2932
606 | 15.3086 | 84.6914 | -172.1186 | 118.499
607 | 11.3176 | 88.6824 | -167.7334 | 129.1405
608 | 7.4489 | 92.5511 | -166.0091 | 140.2342
609 | 4.3673 | 95.6327 | -170.2698 | 151.7201
610 | 2.6929 | 97.3071 | 174.0037 | 163.4578
611 | 2.7837 | 97.2163 | 150.3782 | 175.2467
612 | 4.5881 | 95.4119 | 136.1253 | -173.1306
613 | 7.6737 | 92.3263 | 132.7042 | -161.8578
614 | 11.4099 | 88.5901 | 134.7063 | -151.0498
615 | 15.175 | 84.825 | 139.1115 | -140.7422
616 | 18.4837 | 81.5163 | 144.5773 | -130.9034
617 | 21.0168 | 78.9832 | 150.5038 | -121.4539
618 | 22.5944 | 77.4056 | 156.6205 | -112.2857
619 | 23.1338 | 76.8662 | 162.8068 | -103.2773
620 | 22.6174 | 77.3826 | 169.0029 | -94.3026
621 | 21.0802 | 78.9198 | 175.1549 | -85.2382
622 | 18.617 | 81.383 | -178.8355 | -75.9696
623 | 15.4062 | 84.5938 | -173.1826 | -66.3992
624 | 11.7411 | 88.2589 | -168.3534 | -56.4577
625 | 8.0481 | 91.9519 | -165.3713 | -46.1186
626 | 4.8617 | 95.1383 | -166.5546 | -35.4116
627 | 2.7289 | 97.2711 | -176.8571 | -24.4301
628 | 2.0568 | 97.9432 | 159.8836 | -13.3226
629 | 2.9681 | 97.0319 | 138.3723 | -2.2677
630 | 5.2567 | 94.7433 | 129.9845 | 8.5629
631 | 8.4715 | 91.5285 | 129.6395 | 19.038
632 | 12.0726 | 87.9274 | 132.9023 | 29.0855
633 | 15.5684 | 84.4316 | 137.7661 | 38.6935
634 | 18.5872 | 81.4128 | 143.3435 | 47.8989
635 | 20.8857 | 79.1143 | 149.2299 | 56.7728
636 | 22.3248 | 77.6752 | 155.2408 | 65.4066
637 | 22.8384 | 77.1616 | 161.2955 | 73.9022
638 | 22.4113 | 77.5887 | 167.3563 | 82.3646
639 | 21.0693 | 78.9307 | 173.3909 | 90.8972
640 | 18.8837 | 81.1163 | 179.3371 | 99.5972
641 | 15.9892 | 84.0108 | -174.9447 | 108.5498
642 | 12.6067 | 87.3933 | -169.7585 | 117.8201
643 | 9.0625 | 90.9375 | -165.7583 | 127.4429
644 | 5.7826 | 94.2174 | -164.4005 | 137.4114
645 | 3.2408 | 96.7592 | -169.0726 | 147.6692
646 | 1.857 | 98.143 | 173.7886 | 158.1111
647 | 1.8748 | 98.1252 | 146.5806 | 168.5959
648 | 3.2797 | 96.7203 | 129.8817 | 178.9709
649 | 5.8066 | 94.1934 | 125.4056 | -170.8997
650 | 9.033 | 90.967 | 126.7739 | -161.113
651 | 12.5004 | 87.4996 | 130.6968 | -151.717
652 | 15.8083 | 84.1917 | 135.7628 | -142.7131
653 | 18.657 | 81.343 | 141.339 | -134.0655
654 | 20.849 | 79.151 | 147.1317 | -125.7124
655 | 22.2686 | 77.7314 | 153.0073 | -117.5765
656 | 22.8587 | 77.1413 | 158.9094 | -109.5719
657 | 22.6021 | 77.3979 | 164.8161 | -101.61
658 | 21.5141 | 78.4859 | 170.7125 | -93.6027
659 | 19.644 | 80.356 | 176.5673 | -85.4658
660 | 17.0868 | 82.9132 | -177.6982 | -77.1234
661 | 14.0008 | 85.9992 | -172.26 | -68.5128
662 | 10.6256 | 89.3744 | -167.4939 | -59.5923
663 | 7.2888 | 92.7112 | -164.2104 | -50.3497
664 | 4.3852 | 95.6148 | -164.2653 | -40.8101
665 | 2.3179 | 97.6821 | -172.1186 | -31.0399
666 | 1.4072 | 98.5928 | 164.973 | -21.1427
667 | 1.7993 | 98.2007 | 136.8895 | -11.2456
668 | 3.4214 | 96.5786 | 123.7258 | -1.4787
669 | 6.007 | 93.993 | 121.2538 | 8.0463
670 | 9.1782 | 90.8218 | 123.4257 | 17.2518
671 | 12.4568 | 87.5432 | 127.4895 | 25.876
672 | 15.6003 | 84.3997 | 132.4306 | 34.1607
673 | 18.3665 | 81.6335 | 137.7694 | 42.1327
674 | 20.5899 | 79.4101 | 143.2763 | 49.8386
675 | 22.1678 | 77.8322 | 148.8441 | 57.3375
676 | 23.044 | 76.956 | 154.4279 | 64.6958
677 | 23.1942 | 76.8058 | 160.0136 | 71.9829
678 | 22.618 | 77.382 | 165.5992 | 79.269
679 | 21.3369 | 78.6631 | 171.1801 | 86.6231
680 | 19.3986 | 80.6014 | 176.7338 | 94.1101
681 | 16.8868 | 83.1132 | -177.8008 | 101.7886
682 | 13.9348 | 86.0652 | -172.5606 | 109.7065
683 | 10.7383 | 89.2617 | -167.8308 | 117.8961
684 | 7.5598 | 92.4402 | -164.2084 | 126.3678
685 | 4.7155 | 95.2845 | -163.0226 | 135.1045
686 | 2.5379 | 97.4621 | -167.509 | 144.0585
687 | 1.3132 | 98.6868 | 174.9876 | 153.1526
688 | 1.214 | 98.786 | 143.495 | 162.2883
689 | 2.2525 | 97.7475 | 122.941 | 171.3585
690 | 4.2781 | 95.7219 | 116.8476 | -179.7365
691 | 7.0209 | 92.9791 | 117.3099 | -171.076
692 | 10.1579 | 89.8421 | 120.551 | -162.7109
693 | 13.3762 | 86.6238 | 125.038 | -154.6619
694 | 16.4136 | 83.5864 | 130.0932 | -146.9232
695 | 19.0736 | 80.9264 | 135.3954 | -139.4674
696 | 21.2222 | 78.7778 | 140.7897 | -132.2525
697 | 22.776 | 77.224 | 146.206 | -125.2268
698 | 23.6885 | 76.3115 | 151.6185 | -118.3331
699 | 23.9383 | 76.0617 | 157.0244 | -111.5113
700 | 23.5224 | 76.4776 | 162.4306 | -104.7007
701 | 22.4541 | 77.5459 | 167.8438 | -97.8416
702 | 20.7651 | 79.2349 | 173.2611 | -90.8762
703 | 18.513 | 81.487 | 178.6569 | -83.7512
704 | 15.7916 | 84.2084 | -176.0376 | -76.4203
705 | 12.7424 | 87.2576 | -170.9722 | -68.8478
706 | 9.5637 | 90.4363 | -166.4572 | -61.0131
707 | 6.5097 | 93.4903 | -163.15 | -52.9162
708 | 3.8732 | 96.1268 | -162.5678 | -44.5814
709 | 1.9471 | 98.0529 | -168.6541 | -36.0593
710 | 0.96984 | 99.0302 | 169.2329 | -27.4242
711 | 1.0704 | 98.9296 | 134.0572 | -18.7668
712 | 2.2359 | 97.7641 | 115.6932 | -10.1827
713 | 4.3156 | 95.6844 | 111.2967 | -1.7599
714 | 7.0604 | 92.9396 | 112.5045 | 6.4322
715 | 10.1792 | 89.8208 | 116.0309 | 14.3483
716 | 13.3906 | 86.6094 | 120.5871 | 21.9686
717 | 16.4565 | 83.5435 | 125.6034 | 29.2966
718 | 19.196 | 80.804 | 130.8086 | 36.3538
719 | 21.4828 | 78.5172 | 136.0719 | 43.175
720 | 23.2361 | 76.7639 | 141.3345 | 49.8039
721 | 24.4084 | 75.5916 | 146.5765 | 56.2893
722 | 24.975 | 75.025 | 151.7993 | 62.6831
723 | 24.927 | 75.073 | 157.0146 | 69.0381
724 | 24.2674 | 75.7326 | 162.2378 | 75.4072
725 | 23.0114 | 76.9886 | 167.4812 | 81.8425
726 | 21.1897 | 78.8103 | 172.7478 | 88.3938
727 | 18.8557 | 81.1443 | 178.0211 | 95.1072
728 | 16.0951 | 83.9049 | -176.7507 | 102.0227
729 | 13.0359 | 86.9641 | -171.6847 | 109.1716
730 | 9.8568 | 90.1432 | -167.0246 | 116.5717
731 | 6.787 | 93.213 | -163.2858 | 124.2238
732 | 4.0926 | 95.9074 | -161.6534 | 132.1075
733 | 2.0462 | 97.9538 | -165.2913 | 140.1796
734 | 0.88005 | 99.12 | 176.4943 | 148.3755
735 | 0.73819 | 99.2618 | 136.496 | 156.6142
736 | 1.6416 | 98.3584 | 111.6902 | 164.8084
737 | 3.4838 | 96.5162 | 105.4259 | 172.874
738 | 6.0573 | 93.9427 | 106.0531 | -179.2593
739 | 9.1003 | 90.8997 | 109.3314 | -171.6415
740 | 12.345 | 87.655 | 113.7414 | -164.3004
741 | 15.5529 | 84.4471 | 118.6447 | -157.2423
742 | 18.5341 | 81.4659 | 123.7435 | -150.4558
743 | 21.1497 | 78.8503 | 128.894 | -143.9156
744 | 23.3064 | 76.6936 | 134.0298 | -137.5872
745 | 24.9458 | 75.0542 | 139.1267 | -131.4296
746 | 26.0344 | 73.9656 | 144.1835 | -125.3986
747 | 26.5554 | 73.4446 | 149.2125 | -119.4478
748 | 26.5025 | 73.4975 | 154.2322 | -113.5302
749 | 25.8778 | 74.1222 | 159.2635 | -107.5986
750 | 24.6913 | 75.3087 | 164.3255 | -101.6065
751 | 22.9645 | 77.0355 | 169.4316 | -95.5089
752 | 20.7353 | 79.2647 | 174.5831 | -89.2629
753 | 18.067 | 81.933 | 179.7597 | -82.83
754 | 15.0574 | 84.9426 | -175.0973 | -76.1782
755 | 11.8481 | 88.1519 | -170.1185 | -69.2849
756 | 8.6296 | 91.3704 | -165.5786 | -62.141
757 | 5.6365 | 94.3635 | -162.08 | -54.7546
758 | 3.1292 | 96.8708 | -161.1168 | -47.1538
759 | 1.3596 | 98.6404 | -167.2595 | -39.3878
760 | 0.52637 | 99.4736 | 164.1428 | -31.5238
761 | 0.7325 | 99.2675 | 117.5593 | -23.6418
762 | 1.9611 | 98.0389 | 100.5609 | -15.8251
763 | 4.0797 | 95.9203 | 98.1362 | -8.151
764 | 6.8714 | 93.1286 | 100.3513 | -0.68266
765 | 10.0797 | 89.9203 | 104.3301 | 6.536
766 | 13.4511 | 86.5489 | 109.0419 | 13.4818
767 | 16.7652 | 83.2348 | 114.0453 | 20.1506
768 | 19.8484 | 80.1516 | 119.1325 | 26.5539
769 | 22.5757 | 77.4243 | 124.2051 | 32.7153
770 | 24.8634 | 75.1366 | 129.2208 | 38.6665
771 | 26.6597 | 73.3403 | 134.1687 | 44.4446
772 | 27.9349 | 72.0651 | 139.0555 | 50.0898
773 | 28.6737 | 71.3263 | 143.8982 | 55.644
774 | 28.8693 | 71.1307 | 148.7193 | 61.15
775 | 28.5204 | 71.4796 | 153.544 | 66.6507
776 | 27.6298 | 72.3702 | 158.3977 | 72.1891
777 | 26.2066 | 73.7934 | 163.3035 | 77.8075
778 | 24.2692 | 75.7308 | 168.2798 | 83.5475
779 | 21.8519 | 78.1481 | 173.3351 | 89.4484
780 | 19.0128 | 80.9872 | 178.4609 | 95.5462
781 | 15.8443 | 84.1557 | -176.3814 | 101.871
782 | 12.482 | 87.518 | -171.287 | 108.4445
783 | 9.1108 | 90.8892 | -166.4631 | 115.2757
784 | 5.9617 | 94.0383 | -162.3714 | 122.3576
785 | 3.2959 | 96.7041 | -160.176 | 129.6641
786 | 1.3715 | 98.6285 | -163.6413 | 137.1483
787 | 0.40031 | 99.5997 | 170.3329 | 144.745
788 | 0.50257 | 99.4974 | 110.7872 | 152.3752
789 | 1.6795 | 98.3205 | 91.6722 | 159.9551
790 | 3.8126 | 96.1874 | 89.8395 | 167.405
791 | 6.6914 | 93.3086 | 92.5491 | 174.6579
792 | 10.0577 | 89.9423 | 96.8374 | -178.3346
793 | 13.6502 | 86.3498 | 101.7305 | -171.6012
794 | 17.2377 | 82.7623 | 106.8276 | -165.1508
795 | 20.6358 | 79.3642 | 111.945 | -158.9766
796 | 23.7104 | 76.2896 | 116.998 | -153.0591
797 | 26.3712 | 73.6288 | 121.9529 | -147.3702
798 | 28.5625 | 71.4375 | 126.804 | -141.8762
799 | 30.2529 | 69.7471 | 131.5618 | -136.5397
800 | 31.4262 | 68.5738 | 136.2459 | -131.3217
801 | 32.0751 | 67.9249 | 140.8817 | -126.1822
802 | 32.1961 | 67.8039 | 145.4973 | -121.0808
803 | 31.7878 | 68.2122 | 150.1225 | -115.9766
804 | 30.8498 | 69.1502 | 154.7873 | -110.8287
805 | 29.3845 | 70.6155 | 159.5208 | -105.5962
806 | 27.4004 | 72.5996 | 164.3494 | -100.2384
807 | 24.9182 | 75.0818 | 169.2945 | -94.7153
808 | 21.9787 | 78.0213 | 174.3674 | -88.9892
809 | 18.6539 | 81.3461 | 179.5619 | -83.0263
810 | 15.0587 | 84.9413 | -175.1609 | -76.7996
811 | 11.3608 | 88.6392 | -169.9029 | -70.2926
812 | 7.7849 | 92.2151 | -164.9005 | -63.5034
813 | 4.6034 | 95.3966 | -160.7338 | -56.4494
814 | 2.1101 | 97.8899 | -159.1493 | -49.1695
815 | 0.57453 | 99.4255 | -168.3661 | -41.7253
816 | 0.18813 | 99.8119 | 122.4722 | -34.1966
817 | 1.0188 | 98.9812 | 82.7484 | -26.6742
818 | 2.9932 | 97.0068 | 79.6142 | -19.2495
819 | 5.9143 | 94.0857 | 82.5578 | -12.0042
820 | 9.5073 | 90.4927 | 87.2011 | -5.0023
821 | 13.4746 | 86.5254 | 92.4008 | 1.7144
822 | 17.5413 | 82.4587 | 97.734 | 8.1256
823 | 21.483 | 78.517 | 103.018 | 14.2307
824 | 25.1341 | 74.8659 | 108.1733 | 20.0442
825 | 28.3834 | 71.6166 | 113.1715 | 25.5913
826 | 31.1634 | 68.8366 | 118.0118 | 30.9044
827 | 33.438 | 66.562 | 122.7094 | 36.02
828 | 35.1907 | 64.8093 | 127.288 | 40.9769
829 | 36.416 | 63.584 | 131.7765 | 45.8151
830 | 37.1129 | 62.8871 | 136.2071 | 50.5749
831 | 37.2807 | 62.7193 | 140.6132 | 55.2968
832 | 36.9166 | 63.0834 | 145.03 | 60.0221
833 | 36.0148 | 63.9852 | 149.4932 | 64.7923
834 | 34.5681 | 65.4319 | 154.039 | 69.65
835 | 32.5703 | 67.4297 | 158.7037 | 74.6386
836 | 30.0218 | 69.9782 | 163.5221 | 79.8024
837 | 26.9382 | 73.0618 | 168.5258 | 85.1855
838 | 23.3622 | 76.6378 | 173.7387 | 90.8304
839 | 19.3799 | 80.6201 | 179.1691 | 96.7758
840 | 15.138 | 84.862 | -175.2051 | 103.0517
841 | 10.8597 | 89.1403 | -169.4684 | 109.6749
842 | 6.8489 | 93.1511 | -163.8511 | 116.6419
843 | 3.4724 | 96.5276 | -159.0164 | 123.9229
844 | 1.1119 | 98.8881 | -157.7039 | 131.4582
845 | 0.08815 | 99.9119 | 166.1163 | 139.1587
846 | 0.57961 | 99.4204 | 70.222 | 146.9136
847 | 2.5694 | 97.4306 | 67.5021 | 154.6033
848 | 5.8476 | 94.1524 | 71.7699 | 162.1152
849 | 10.0689 | 89.9311 | 77.3967 | 169.357
850 | 14.8362 | 85.1638 | 83.3132 | 176.2651
851 | 19.7775 | 80.2225 | 89.167 | -177.1936
852 | 24.5925 | 75.4075 | 94.8188 | -171.0257
853 | 29.0677 | 70.9323 | 100.2178 | -165.2166
854 | 33.0692 | 66.9308 | 105.357 | -159.7374
855 | 36.5249 | 63.4751 | 110.253 | -154.5505
856 | 39.4047 | 60.5953 | 114.9346 | -149.6132
857 | 41.7037 | 58.2963 | 119.4373 | -144.8811
858 | 43.429 | 56.571 | 123.8 | -140.309
859 | 44.5909 | 55.4091 | 128.0629 | -135.8517
860 | 45.1966 | 54.8034 | 132.2674 | -131.4645
861 | 45.2469 | 54.7531 | 136.4561 | -127.1018
862 | 44.7337 | 55.2663 | 140.6727 | -122.7175
863 | 43.6394 | 56.3606 | 144.9631 | -118.2633
864 | 41.9377 | 58.0623 | 149.3759 | -113.6884
865 | 39.5966 | 60.4034 | 153.9629 | -108.9384
866 | 36.584 | 63.416 | 158.7794 | -103.9548
867 | 32.8793 | 67.1207 | 163.8834 | -98.6753
868 | 28.4924 | 71.5076 | 169.3333 | -93.0353
869 | 23.4927 | 76.5073 | 175.1825 | -86.9707
870 | 18.0494 | 81.9506 | -178.5314 | -80.4251
871 | 12.4756 | 87.5244 | -171.8095 | -73.3597
872 | 7.2577 | 92.7423 | -164.7443 | -65.7683
873 | 3.0347 | 96.9653 | -157.7177 | -57.6928
874 | 0.49124 | 99.5088 | -153.2824 | -49.2354
875 | 0.16606 | 99.8339 | 53.0481 | -40.5576
876 | 2.2503 | 97.7497 | 53.4082 | -31.8616
877 | 6.498 | 93.502 | 60.5467 | -23.3554
878 | 12.3149 | 87.6851 | 68.0834 | -15.2163
879 | 18.9666 | 81.0334 | 75.3716 | -7.5662
880 | 25.7826 | 74.2174 | 82.2179 | -0.46511
881 | 32.2692 | 67.7308 | 88.5656 | 6.0799
882 | 38.1273 | 61.8727 | 94.4227 | 12.0996
883 | 43.2154 | 56.7846 | 99.8306 | 17.6468
884 | 47.4962 | 52.5038 | 104.846 | 22.7854
885 | 50.9906 | 49.0094 | 109.5318 | 27.5821
886 | 53.7445 | 46.2555 | 113.9514 | 32.1029
887 | 55.8079 | 44.1921 | 118.1668 | 36.4114
888 | 57.2229 | 42.7771 | 122.2382 | 40.5688
889 | 58.0159 | 41.9841 | 126.2249 | 44.6352
890 | 58.1937 | 41.8063 | 130.1873 | 48.6709
891 | 57.7395 | 42.2605 | 134.1886 | 52.7392
892 | 56.6102 | 43.3898 | 138.298 | 56.9087
893 | 54.7319 | 45.2681 | 142.5945 | 61.2573
894 | 51.9975 | 48.0025 | 147.171 | 65.8761
895 | 48.2662 | 51.7338 | 152.1398 | 70.8746
896 | 43.3738 | 56.6262 | 157.6389 | 76.3857
897 | 37.1671 | 62.8329 | 163.8376 | 82.5696
898 | 29.5921 | 70.4079 | 170.9396 | 89.6125
899 | 20.8775 | 79.1225 | 179.1801 | 97.7096
900 | 11.8332 | 88.1668 | -171.17 | 107.0203
901 | 4.1364 | 95.8636 | -159.6021 | 117.5782
902 | 0.16027 | 99.8397 | -137.5985 | 129.1736
903 | 1.8597 | 98.1403 | 37.7741 | 141.2924
904 | 9.2752 | 90.7248 | 51.7772 | 153.2246
905 | 20.3496 | 79.6504 | 63.4068 | 164.321
906 | 32.3881 | 67.6119 | 73.5053 | 174.2016
907 | 43.4681 | 56.5319 | 82.1843 | -177.2209
908 | 52.7519 | 47.2481 | 89.6096 | -169.8424
909 | 60.1303 | 39.8697 | 95.9917 | -163.4772
910 | 65.8175 | 34.1825 | 101.541 | -157.9277
911 | 70.1075 | 29.8925 | 106.4448 | -153.0133
912 | 73.2676 | 26.7324 | 110.863 | -148.5786
913 | 75.5032 | 24.4968 | 114.9328 | -144.4895
914 | 76.9517 | 23.0483 | 118.7767 | -140.6261
915 | 77.6821 | 22.3179 | 122.5124 | -136.8731
916 | 77.6901 | 22.3099 | 126.2661 | -133.1074
917 | 76.8785 | 23.1215 | 130.1898 | -129.1807
918 | 75.0103 | 24.9897 | 134.4921 | -124.8908
919 | 71.6035 | 28.3965 | 139.4935 | -119.9279
920 | 65.7066 | 34.2934 | 145.7418 | -113.7666
921 | 55.4514 | 44.5486 | 154.2672 | -105.4309
922 | 37.6258 | 62.3742 | 167.1684 | -93.0002
923 | 11.5629 | 88.4371 | -170.9899 | -73.0457
924 | 1.8885 | 98.1115 | 25.3889 | -43.5749
925 | 34.3388 | 65.6612 | 62.7641 | -13.791
926 | 66.3164 | 33.6836 | 83.8683 | 6.4861
927 | 82.6609 | 17.3391 | 96.5493 | 18.8831
928 | 90.4072 | 9.5928 | 104.6801 | 26.8906
929 | 94.3031 | 5.6969 | 110.3351 | 32.4913
930 | 96.4142 | 3.5858 | 114.5457 | 36.6836
931 | 97.6356 | 2.3644 | 117.8512 | 39.9919
932 | 98.3815 | 1.6185 | 120.5536 | 42.7107
933 | 98.8576 | 1.1424 | 122.8337 | 45.0162
934 | 99.1727 | 0.82726 | 124.8053 | 47.0197
935 | 99.3879 | 0.61215 | 126.5438 | 48.7949
936 | 99.5385 | 0.46148 | 128.1012 | 50.3925
937 | 99.6464 | 0.35358 | 129.5144 | 51.8485
938 | 99.7252 | 0.2748 | 130.8103 | 53.1895
939 | 99.7837 | 0.2163 | 132.0091 | 54.4351
940 | 99.8278 | 0.1722 | 133.1264 | 55.6007
941 | 99.8615 | 0.13852 | 134.1744 | 56.698
942 | 99.8875 | 0.11247 | 135.1626 | 57.7366
943 | 99.9079 | 0.092106 | 136.0988 | 58.7239
944 | 99.924 | 0.076029 | 136.9893 | 59.6663
945 | 99.9368 | 0.06322 | 137.8394 | 60.5688
946 | 99.9471 | 0.052927 | 138.6535 | 61.4359
947 | 99.9554 | 0.044623 | 139.431 | 62.2663
948 | 99.9622 | 0.037843 | 140.1796 | 63.0681
949 | 99.9677 | 0.032271 | 140.9018 | 63.844
950 | 99.9723 | 0.027664 | 141.6002 | 64.5962
951 | 99.9762 | 0.023831 | 142.2765 | 65.3268
952 | 99.9794 | 0.020626 | 142.9327 | 66.0373
953 | 99.9821 | 0.017931 | 143.5703 | 66.7294
954 | 99.9843 | 0.015654 | 144.1906 | 67.4045
955 | 99.9863 | 0.013722 | 144.7949 | 68.0636
956 | 99.9879 | 0.012074 | 145.3843 | 68.708
957 | 99.9893 | 0.010664 | 145.9597 | 69.3386
958 | 99.9905 | 0.009452 | 146.5221 | 69.9563
959 | 99.9916 | 0.008406 | 147.0723 | 70.5618
960 | 99.9925 | 0.0075 | 147.6109 | 71.1559
961 | 99.9933 | 0.006713 | 148.1387 | 71.7393
962 | 99.994 | 0.006027 | 148.6563 | 72.3125
963 | 99.9946 | 0.005427 | 149.1643 | 72.8761
964 | 99.9951 | 0.004901 | 149.6631 | 73.4307
965 | 99.9956 | 0.004438 | 150.1532 | 73.9767
966 | 99.996 | 0.004029 | 150.6351 | 74.5145
967 | 99.9963 | 0.003667 | 151.1091 | 75.0445
968 | 99.9967 | 0.003346 | 151.5757 | 75.5672
969 | 99.9969 | 0.003061 | 152.0352 | 76.0828
970 | 99.9972 | 0.002807 | 152.488 | 76.5917
971 | 99.9974 | 0.002579 | 152.9343 | 77.0942
972 | 99.9976 | 0.002376 | 153.3744 | 77.5906
973 | 99.9978 | 0.002193 | 153.8086 | 78.0812
974 | 99.998 | 0.002029 | 154.2371 | 78.5661
975 | 99.9981 | 0.00188 | 154.6603 | 79.0457
976 | 99.9983 | 0.001747 | 155.0782 | 79.5201
977 | 99.9984 | 0.001625 | 155.4912 | 79.9896
978 | 99.9985 | 0.001516 | 155.8994 | 80.4544
979 | 99.9986 | 0.001416 | 156.3029 | 80.9146
980 | 99.9987 | 0.001325 | 156.7021 | 81.3705
981 | 99.9988 | 0.001243 | 157.0964 | 81.8215
982 | 99.9988 | 0.001167 | 157.4866 | 82.2684
983 | 99.9989 | 0.001098 | 157.8729 | 82.7115
984 | 99.999 | 0.001035 | 158.2554 | 83.1508
985 | 99.999 | 0.000977 | 158.6342 | 83.5865
986 | 99.9991 | 0.000924 | 159.0096 | 84.0188
987 | 99.9991 | 0.000876 | 159.3815 | 84.4477
988 | 99.9992 | 0.000831 | 159.7501 | 84.8734
989 | 99.9992 | 0.000789 | 160.1156 | 85.296
990 | 99.9992 | 0.000751 | 160.478 | 85.7157
991 | 99.9993 | 0.000716 | 160.8375 | 86.1324
992 | 99.9993 | 0.000683 | 161.1941 | 86.5464
993 | 99.9993 | 0.000653 | 161.548 | 86.9577
994 | 99.9994 | 0.000625 | 161.8992 | 87.3664
995 | 99.9994 | 0.000599 | 162.2479 | 87.7726
996 | 99.9994 | 0.000575 | 162.594 | 88.1763
997 | 99.9994 | 0.000553 | 162.9378 | 88.5778
998 | 99.9995 | 0.000532 | 163.2792 | 88.977
999 | 99.9995 | 0.000513 | 163.6184 | 89.3741
1000 | 99.9995 | 0.000495 | 163.9554 | 89.769
1001 | 99.9995 | 0.000478 | 164.2903 | 90.162
1002 | 99.9995 | 0.000462 | 164.6232 | 90.553
1003 | 99.9996 | 0.000448 | 164.9541 | 90.9421
1004 | 99.9996 | 0.000434 | 165.2831 | 91.3294
1005 | 99.9996 | 0.000422 | 165.6103 | 91.7149
1006 | 99.9996 | 0.00041 | 165.9357 | 92.0988
1007 | 99.9996 | 0.000399 | 166.2593 | 92.481
1008 | 99.9996 | 0.000389 | 166.5813 | 92.8617
1009 | 99.9996 | 0.00038 | 166.9017 | 93.2409
1010 | 99.9996 | 0.000371 | 167.2206 | 93.6186
1011 | 99.9996 | 0.000363 | 167.5379 | 93.9949
1012 | 99.9996 | 0.000355 | 167.8538 | 94.3699
1013 | 99.9997 | 0.000348 | 168.1683 | 94.7436
1014 | 99.9997 | 0.000341 | 168.4814 | 95.1161
1015 | 99.9997 | 0.000335 | 168.7932 | 95.4873
1016 | 99.9997 | 0.00033 | 169.1038 | 95.8574
1017 | 99.9997 | 0.000325 | 169.4131 | 96.2264
1018 | 99.9997 | 0.00032 | 169.7213 | 96.5944
1019 | 99.9997 | 0.000316 | 170.0284 | 96.9614
1020 | 99.9997 | 0.000312 | 170.3343 | 97.3274
1021 | 99.9997 | 0.000308 | 170.6392 | 97.6925
1022 | 99.9997 | 0.000305 | 170.9432 | 98.0567
1023 | 99.9997 | 0.000302 | 171.2461 | 98.4201
1024 | 99.9997 | 0.000299 | 171.5481 | 98.7827
1025 | 99.9997 | 0.000297 | 171.8492 | 99.1445
1026 | 99.9997 | 0.000295 | 172.1495 | 99.5056
1027 | 99.9997 | 0.000294 | 172.449 | 99.8661
1028 | 99.9997 | 0.000292 | 172.7477 | 100.2259
1029 | 99.9997 | 0.000291 | 173.0456 | 100.5852
1030 | 99.9997 | 0.00029 | 173.3428 | 100.9439
1031 | 99.9997 | 0.00029 | 173.6394 | 101.302
1032 | 99.9997 | 0.00029 | 173.9353 | 101.6597
1033 | 99.9997 | 0.00029 | 174.2306 | 102.017
1034 | 99.9997 | 0.00029 | 174.5253 | 102.3738
1035 | 99.9997 | 0.000291 | 174.8195 | 102.7303
1036 | 99.9997 | 0.000292 | 175.1132 | 103.0864
1037 | 99.9997 | 0.000293 | 175.4064 | 103.4423
1038 | 99.9997 | 0.000294 | 175.6992 | 103.7978
1039 | 99.9997 | 0.000296 | 175.9916 | 104.1532
1040 | 99.9997 | 0.000298 | 176.2835 | 104.5083
1041 | 99.9997 | 0.0003 | 176.5752 | 104.8633
1042 | 99.9997 | 0.000303 | 176.8665 | 105.2182
1043 | 99.9997 | 0.000306 | 177.1575 | 105.5729
1044 | 99.9997 | 0.000309 | 177.4482 | 105.9276
1045 | 99.9997 | 0.000313 | 177.7388 | 106.2823
1046 | 99.9997 | 0.000316 | 178.0291 | 106.637
1047 | 99.9997 | 0.000321 | 178.3193 | 106.9917
1048 | 99.9997 | 0.000325 | 178.6093 | 107.3466
1049 | 99.9997 | 0.00033 | 178.8992 | 107.7015
1050 | 99.9997 | 0.000335 | 179.1891 | 108.0565
1051 | 99.9997 | 0.000341 | 179.4788 | 108.4118
1052 | 99.9997 | 0.000347 | 179.7686 | 108.7672
1053 | 99.9996 | 0.000353 | -179.9416 | 109.123
1054 | 99.9996 | 0.00036 | -179.6518 | 109.4789
1055 | 99.9996 | 0.000367 | -179.3618 | 109.8352
1056 | 99.9996 | 0.000375 | -179.0718 | 110.1919
1057 | 99.9996 | 0.000383 | -178.7817 | 110.5489
1058 | 99.9996 | 0.000392 | -178.4914 | 110.9064
1059 | 99.9996 | 0.000401 | -178.2009 | 111.2643
1060 | 99.9996 | 0.000411 | -177.9102 | 111.6227
1061 | 99.9996 | 0.000422 | -177.6192 | 111.9817
1062 | 99.9996 | 0.000433 | -177.3279 | 112.3412
1063 | 99.9996 | 0.000445 | -177.0363 | 112.7013
1064 | 99.9995 | 0.000457 | -176.7444 | 113.062
1065 | 99.9995 | 0.000471 | -176.4525 | 113.4229
1066 | 99.9995 | 0.000485 | -176.1603 | 113.7844
1067 | 99.9995 | 0.0005 | -175.8676 | 114.1467
1068 | 99.9995 | 0.000515 | -175.5744 | 114.5098
1069 | 99.9995 | 0.000532 | -175.2807 | 114.8737
1070 | 99.9994 | 0.00055 | -174.9865 | 115.2384
1071 | 99.9994 | 0.000569 | -174.6917 | 115.6041
1072 | 99.9994 | 0.000589 | -174.3962 | 115.9707
1073 | 99.9994 | 0.00061 | -174.1001 | 116.3383
1074 | 99.9994 | 0.000633 | -173.8034 | 116.707
1075 | 99.9993 | 0.000657 | -173.5059 | 117.0767
1076 | 99.9993 | 0.000683 | -173.2076 | 117.4476
1077 | 99.9993 | 0.00071 | -172.9085 | 117.8196
1078 | 99.9993 | 0.000739 | -172.6086 | 118.1929
1079 | 99.9992 | 0.00077 | -172.3078 | 118.5674
1080 | 99.9992 | 0.000802 | -172.0061 | 118.9432
1081 | 99.9992 | 0.000837 | -171.7035 | 119.3204
1082 | 99.9991 | 0.000875 | -171.3998 | 119.699
1083 | 99.9991 | 0.000914 | -171.0951 | 120.079
1084 | 99.999 | 0.000957 | -170.7893 | 120.4606
1085 | 99.999 | 0.001002 | -170.4823 | 120.8438
1086 | 99.9989 | 0.00105 | -170.1742 | 121.2285
1087 | 99.9989 | 0.001102 | -169.8648 | 121.615
1088 | 99.9988 | 0.001158 | -169.5541 | 122.0032
1089 | 99.9988 | 0.001217 | -169.2421 | 122.3933
1090 | 99.9987 | 0.00128 | -168.9287 | 122.7852
1091 | 99.9987 | 0.001348 | -168.6139 | 123.179
1092 | 99.9986 | 0.001422 | -168.2976 | 123.5749
1093 | 99.9985 | 0.0015 | -167.9797 | 123.9728
1094 | 99.9984 | 0.001584 | -167.6602 | 124.3729
1095 | 99.9983 | 0.001675 | -167.339 | 124.7752
1096 | 99.9982 | 0.001773 | -167.0161 | 125.1798
1097 | 99.9981 | 0.001878 | -166.6914 | 125.5868
1098 | 99.998 | 0.001992 | -166.3648 | 125.9962
1099 | 99.9979 | 0.002115 | -166.0363 | 126.4082
1100 | 99.9978 | 0.002247 | -165.7058 | 126.8228
1101 | 99.9976 | 0.00239 | -165.3731 | 127.2401
1102 | 99.9975 | 0.002545 | -165.0383 | 127.6603
1103 | 99.9973 | 0.002713 | -164.7013 | 128.0833
1104 | 99.9971 | 0.002896 | -164.3619 | 128.5094
1105 | 99.9969 | 0.003093 | -164.02 | 128.9386
1106 | 99.9967 | 0.003308 | -163.6757 | 129.3711
1107 | 99.9965 | 0.003542 | -163.3288 | 129.8069
1108 | 99.9962 | 0.003797 | -162.9791 | 130.2462
1109 | 99.9959 | 0.004075 | -162.6266 | 130.6891
1110 | 99.9956 | 0.004378 | -162.2712 | 131.1357
1111 | 99.9953 | 0.00471 | -161.9127 | 131.5863
1112 | 99.9949 | 0.005072 | -161.5511 | 132.0408
1113 | 99.9945 | 0.005469 | -161.1862 | 132.4995
1114 | 99.9941 | 0.005905 | -160.8178 | 132.9626
1115 | 99.9936 | 0.006384 | -160.4459 | 133.4302
1116 | 99.9931 | 0.00691 | -160.0703 | 133.9024
1117 | 99.9925 | 0.007489 | -159.6908 | 134.3796
1118 | 99.9919 | 0.008128 | -159.3072 | 134.8618
1119 | 99.9912 | 0.008834 | -158.9195 | 135.3493
1120 | 99.9904 | 0.009614 | -158.5273 | 135.8424
1121 | 99.9895 | 0.010478 | -158.1305 | 136.3412
1122 | 99.9886 | 0.011436 | -157.729 | 136.846
1123 | 99.9875 | 0.012501 | -157.3224 | 137.3571
1124 | 99.9863 | 0.013685 | -156.9106 | 137.8747
1125 | 99.985 | 0.015005 | -156.4932 | 138.3992
1126 | 99.9835 | 0.01648 | -156.07 | 138.9309
1127 | 99.9819 | 0.018128 | -155.6408 | 139.4701
1128 | 99.98 | 0.019976 | -155.2052 | 140.0173
1129 | 99.978 | 0.02205 | -154.7629 | 140.5727
1130 | 99.9756 | 0.024383 | -154.3135 | 141.1369
1131 | 99.973 | 0.027012 | -153.8567 | 141.7103
1132 | 99.97 | 0.029982 | -153.392 | 142.2935
1133 | 99.9667 | 0.033344 | -152.9189 | 142.8869
1134 | 99.9628 | 0.037157 | -152.437 | 143.4911
1135 | 99.9585 | 0.041494 | -151.9458 | 144.1068
1136 | 99.9536 | 0.046438 | -151.4446 | 144.7348
1137 | 99.9479 | 0.052087 | -150.9328 | 145.3757
1138 | 99.9414 | 0.058561 | -150.4097 | 146.0304
1139 | 99.934 | 0.065999 | -149.8746 | 146.6999
1140 | 99.9254 | 0.074571 | -149.3265 | 147.3852
1141 | 99.9155 | 0.084479 | -148.7646 | 148.0873
1142 | 99.904 | 0.095967 | -148.1877 | 148.8077
1143 | 99.8907 | 0.10933 | -147.5947 | 149.5476
1144 | 99.8751 | 0.12494 | -146.9843 | 150.3088
1145 | 99.8568 | 0.14322 | -146.3549 | 151.0929
1146 | 99.8353 | 0.16474 | -145.7049 | 151.902
1147 | 99.8098 | 0.19016 | -145.0324 | 152.7384
1148 | 99.7797 | 0.22032 | -144.3351 | 153.6048
1149 | 99.7437 | 0.25629 | -143.6106 | 154.504
1150 | 99.7006 | 0.29938 | -142.856 | 155.4397
1151 | 99.6487 | 0.3513 | -142.0678 | 156.4158
1152 | 99.5858 | 0.41421 | -141.2421 | 157.4371
1153 | 99.5091 | 0.49092 | -140.3742 | 158.5092
1154 | 99.4149 | 0.58508 | -139.4586 | 159.6387
1155 | 99.2985 | 0.70151 | -138.4885 | 160.8336
1156 | 99.1534 | 0.84663 | -137.4561 | 162.1035
1157 | 98.9709 | 1.0291 | -136.3513 | 163.4603
1158 | 98.7394 | 1.2606 | -135.1621 | 164.9185
1159 | 98.4424 | 1.5576 | -133.8733 | 166.4963
1160 | 98.0571 | 1.9429 | -132.4657 | 168.2169
1161 | 97.5509 | 2.4491 | -130.9148 | 170.1098
1162 | 96.8762 | 3.1238 | -129.1886 | 172.2138
1163 | 95.9628 | 4.0372 | -127.2451 | 174.5804
1164 | 94.7048 | 5.2952 | -125.0277 | 177.2789
1165 | 92.9388 | 7.0612 | -122.4599 | -179.5953
1166 | 90.4093 | 9.5907 | -119.4362 | -175.9083
1167 | 86.7111 | 13.2889 | -115.8111 | -171.4702
1168 | 81.2059 | 18.7941 | -111.3868 | -166.0081
1169 | 72.9322 | 27.0678 | -105.9128 | -159.1357
1170 | 60.6525 | 39.3475 | -99.146 | -150.3351
1171 | 43.54 | 56.46 | -91.1575 | -139.0292
1172 | 23.3832 | 76.6168 | -83.5905 | -124.9116
1173 | 7.0955 | 92.9045 | -85.9699 | -108.6169
1174 | 2.6811 | 97.3189 | -141.0152 | -92.0315
1175 | 9.9534 | 90.0466 | -171.3753 | -77.2269
1176 | 22.1866 | 77.8135 | -170.837 | -65.1401
1177 | 34.1311 | 65.8689 | -166.1822 | -55.6151
1178 | 43.9064 | 56.0936 | -161.3867 | -48.0929
1179 | 51.3937 | 48.6063 | -157.1132 | -42.0283
1180 | 56.9938 | 43.0062 | -153.3926 | -37.0025
1181 | 61.1467 | 38.8533 | -150.1311 | -32.717
1182 | 64.2063 | 35.7937 | -147.2258 | -28.9624
1183 | 66.4325 | 33.5675 | -144.5898 | -25.5904
1184 | 68.0096 | 31.9904 | -142.1542 | -22.4943
1185 | 69.0664 | 30.9336 | -139.8651 | -19.5949
1186 | 69.6922 | 30.3078 | -137.68 | -16.8321
1187 | 69.948 | 30.052 | -135.5649 | -14.1588
1188 | 69.874 | 30.126 | -133.4919 | -11.5368
1189 | 69.4948 | 30.5052 | -131.4376 | -8.9341
1190 | 68.8232 | 31.1768 | -129.3819 | -6.3229
1191 | 67.8624 | 32.1376 | -127.3071 | -3.6784
1192 | 66.608 | 33.392 | -125.1974 | -0.97731
1193 | 65.049 | 34.951 | -123.0384 | 1.8024
1194 | 63.1692 | 36.8308 | -120.8172 | 4.6824
1195 | 60.9487 | 39.0513 | -118.5224 | 7.6843
1196 | 58.365 | 41.635 | -116.1443 | 10.8296
1197 | 55.3961 | 44.6039 | -113.6764 | 14.1401
1198 | 52.023 | 47.977 | -111.116 | 17.6375
1199 | 48.2348 | 51.7652 | -108.4672 | 21.343
1200 | 44.0349 | 55.9651 | -105.7439 | 25.2762
1201 | 39.4487 | 60.5513 | -102.9753 | 29.4545
1202 | 34.5329 | 65.4671 | -100.2149 | 33.8904
1203 | 29.3846 | 70.6154 | -97.5532 | 38.5904
1204 | 24.1479 | 75.8521 | -95.141 | 43.5518
1205 | 19.0151 | 80.9849 | -93.2277 | 48.7605
1206 | 14.2181 | 85.7819 | -92.2331 | 54.1896
1207 | 10.0078 | 89.9922 | -92.8833 | 59.7978
1208 | 6.6225 | 93.3775 | -96.4556 | 65.5313
1209 | 4.2519 | 95.7481 | -105.0406 | 71.3264
1210 | 3.0043 | 96.9957 | -120.6528 | 77.1148
1211 | 2.8905 | 97.1095 | -140.5962 | 82.8291
1212 | 3.8265 | 96.1735 | -156.8221 | 88.4086
1213 | 5.6545 | 94.3455 | -166.1874 | 93.8036
1214 | 8.1741 | 91.8259 | -170.5666 | 98.9777
1215 | 11.1739 | 88.8261 | -172.0531 | 103.9083
1216 | 14.4563 | 85.5437 | -171.9217 | 108.5852
1217 | 17.853 | 82.147 | -170.8805 | 113.0086
1218 | 21.2313 | 78.7687 | -169.3267 | 117.1863
1219 | 24.4932 | 75.5068 | -167.4892 | 121.1318
1220 | 27.5718 | 72.4282 | -165.5031 | 124.8617
1221 | 30.4247 | 69.5753 | -163.4493 | 128.3946
1222 | 33.0286 | 66.9714 | -161.3761 | 131.7495
1223 | 35.3738 | 64.6262 | -159.312 | 134.9453
1224 | 37.4599 | 62.5401 | -157.2731 | 138.0002
1225 | 39.2923 | 60.7077 | -155.2675 | 140.9312
1226 | 40.8799 | 59.1201 | -153.2987 | 143.7545
1227 | 42.2335 | 57.7665 | -151.3667 | 146.4848
1228 | 43.3644 | 56.6356 | -149.4697 | 149.1358
1229 | 44.2839 | 55.7161 | -147.6047 | 151.7201
1230 | 45.0022 | 54.9978 | -145.7682 | 154.2495
1231 | 45.529 | 54.471 | -143.9562 | 156.7345
1232 | 45.8726 | 54.1274 | -142.1645 | 159.1851
1233 | 46.0402 | 53.9598 | -140.3891 | 161.6107
1234 | 46.0381 | 53.9619 | -138.626 | 164.0198
1235 | 45.8712 | 54.1288 | -136.8716 | 166.4206
1236 | 45.5437 | 54.4563 | -135.1223 | 168.8208
1237 | 45.0589 | 54.9411 | -133.3751 | 171.2276
1238 | 44.4195 | 55.5805 | -131.6272 | 173.6481
1239 | 43.6275 | 56.3725 | -129.8764 | 176.0887
1240 | 42.685 | 57.315 | -128.1209 | 178.556
1241 | 41.5937 | 58.4063 | -126.3597 | -178.9441
1242 | 40.3557 | 59.6443 | -124.5924 | -176.4056
1243 | 38.9737 | 61.0263 | -122.8198 | -173.823
1244 | 37.451 | 62.549 | -121.0438 | -171.191
1245 | 35.7925 | 64.2075 | -119.2676 | -168.5046
1246 | 34.0043 | 65.9957 | -117.4965 | -165.7593
1247 | 32.0951 | 67.9049 | -115.7381 | -162.951
1248 | 30.0757 | 69.9243 | -114.0028 | -160.076
1249 | 27.9602 | 72.0398 | -112.3048 | -157.1315
1250 | 25.7659 | 74.2341 | -110.6632 | -154.1152

## RD Brute ETM dH=2586 dT=5541
Design | ETM Design 19 pair with matching (Pinto) attempt to center |  |  |  | Design: | ETM Design 19 pair with matching (Pinto) attempt to center
Reference Wavelength (nm) | 1064 |  |  |  | Reference Wavelength (nm): | 1064
Incident Angle (deg) | 0 |  |  |  | Incident Angle (deg): | 0
Wavelength (nm) | Reflectance (%) (RD brute) | Transmittance (%) (RD brute) | Reflectance-Phase (deg) | Transmittance-Phase (deg)
400 | 65.7759 | 34.2241 | 171.0175 | 47.1446 |  |  | Packing | Refractive | Extinction | Optical | Physical | Geometric | Void | Void | Inhomogeneity | Minimum Physical | Maximum Physical |  |  |  | 532 nm |  | 1064 nm
401 | 62.6721 | 37.3279 | -168.6128 | 62.5279 | Layer | Material | Density | Index | Coefficient | Thickness (FWOT) | Thickness (nm) | Thickness | Material | Density | Factor | Thickness | Thickness |  |  | 532 | 0 | 1064 | 0
402 | 52.1572 | 47.8428 | -144.0602 | 80.319 | Medium | Air |  | 1 | 0 | [10 empty] | 532 | 100 | 1064 | 100
403 | 32.0214 | 67.9786 | -106.9491 | 103.8446 | 1 | Ti:Ta2O5 Pinto Dispersion | 1 | 2.0942 | 0 | 0.28735 | 146 | 0.13721 | Air | 0 | 0 |  |  |  | 146
404 | 12.5288 | 87.4712 | -32.6784 | 135.508 | 2 | SiO2 Pinto Dispersion | 1 | 1.47 | 0 | 0.18998 | 137.51 | 0.12924 | Air | 0 | 0 |  |  |  | 0
405 | 20.911 | 79.089 | 65.6582 | 169.4077 | 3 | Ti:Ta2O5 Pinto Dispersion | 1 | 2.0942 | 0 | 0.28413 | 144.36 | 0.13568 | Air | 0 | 0 |  |  |  | 144.36
406 | 42.9388 | 57.0612 | 114.1589 | -163.8608 | 4 | SiO2 Pinto Dispersion | 1 | 1.47 | 0 | 0.21517 | 155.75 | 0.14638 | Air | 0 | 0 |  |  |  | 0
407 | 57.2385 | 42.7615 | 142.0884 | -144.431 | 5 | Ti:Ta2O5 Pinto Dispersion | 1 | 2.0942 | 0 | 0.27517 | 139.81 | 0.1314 | Air | 0 | 0 |  |  |  | 139.81
408 | 63.1404 | 36.8596 | 162.5868 | -128.8672 | 6 | SiO2 Pinto Dispersion | 1 | 1.47 | 0 | 0.22492 | 162.8 | 0.15301 | Air | 0 | 0 |  |  |  | 0
409 | 62.7576 | 37.2424 | -179.0508 | -114.4558 | 7 | Ti:Ta2O5 Pinto Dispersion | 1 | 2.0942 | 0 | 0.27461 | 139.52 | 0.13113 | Air | 0 | 0 |  |  |  | 139.52
410 | 56.0201 | 43.9799 | -159.1895 | -98.9704 | 8 | SiO2 Pinto Dispersion | 1 | 1.47 | 0 | 0.22319 | 161.55 | 0.15184 | Air | 0 | 0 |  |  |  | 0
411 | 40.7664 | 59.2336 | -133.0963 | -79.8358 | 9 | Ti:Ta2O5 Pinto Dispersion | 1 | 2.0942 | 0 | 0.27421 | 139.32 | 0.13094 | Air | 0 | 0 |  |  |  | 139.32
412 | 17.7307 | 82.2693 | -89.4367 | -54.0048 | 10 | SiO2 Pinto Dispersion | 1 | 1.47 | 0 | 0.22228 | 160.9 | 0.15122 | Air | 0 | 0 |  |  |  | 0
413 | 7.0462 | 92.9538 | 13.0791 | -21.7431 | 11 | Ti:Ta2O5 Pinto Dispersion | 1 | 2.0942 | 0 | 0.27366 | 139.04 | 0.13067 | Air | 0 | 0 |  |  |  | 139.04
414 | 24.1635 | 75.8365 | 92.4956 | 8.7005 | 12 | SiO2 Pinto Dispersion | 1 | 1.47 | 0 | 0.22199 | 160.69 | 0.15102 | Air | 0 | 0 |  |  |  | 0
415 | 44.6759 | 55.3241 | 127.8193 | 31.6817 | 13 | Ti:Ta2O5 Pinto Dispersion | 1 | 2.0942 | 0 | 0.27304 | 138.72 | 0.13038 | Air | 0 | 0 |  |  |  | 138.72
416 | 56.4207 | 43.5793 | 150.5111 | 48.9611 | 14 | SiO2 Pinto Dispersion | 1 | 1.47 | 0 | 0.22209 | 160.75 | 0.15108 | Air | 0 | 0 |  |  |  | 0
417 | 60.691 | 39.309 | 168.4926 | 63.4819 | 15 | Ti:Ta2O5 Pinto Dispersion | 1 | 2.0942 | 0 | 0.27227 | 138.33 | 0.13001 | Air | 0 | 0 |  |  |  | 138.33
418 | 59.0393 | 40.9607 | -174.5035 | 77.4646 | 16 | SiO2 Pinto Dispersion | 1 | 1.47 | 0 | 0.22246 | 161.02 | 0.15134 | Air | 0 | 0 |  |  |  | 0
419 | 51.0231 | 48.9769 | -155.4621 | 92.8736 | 17 | Ti:Ta2O5 Pinto Dispersion | 1 | 2.0942 | 0 | 0.27147 | 137.93 | 0.12963 | Air | 0 | 0 |  |  |  | 137.93
420 | 34.8425 | 65.1575 | -130.0787 | 112.0199 | 18 | SiO2 Pinto Dispersion | 1 | 1.47 | 0 | 0.22183 | 160.57 | 0.15091 | Air | 0 | 0 |  |  |  | 0
421 | 13.0864 | 86.9136 | -87.2117 | 137.2962 | 19 | Ti:Ta2O5 Pinto Dispersion | 1 | 2.0942 | 0 | 0.27113 | 137.76 | 0.12947 | Air | 0 | 0 |  |  |  | 137.76
422 | 5.0786 | 94.9214 | 21.6853 | 167.6758 | 20 | SiO2 Pinto Dispersion | 1 | 1.47 | 0 | 0.22331 | 161.64 | 0.15192 | Air | 0 | 0 |  |  |  | 0
423 | 21.3353 | 78.6647 | 95.0894 | -163.916 | 21 | Ti:Ta2O5 Pinto Dispersion | 1 | 2.0942 | 0 | 0.27028 | 137.32 | 0.12906 | Air | 0 | 0 |  |  |  | 137.32
424 | 40.8174 | 59.1826 | 127.3234 | -141.9375 | 22 | SiO2 Pinto Dispersion | 1 | 1.47 | 0 | 0.22403 | 162.16 | 0.15241 | Air | 0 | 0 |  |  |  | 0
425 | 52.6344 | 47.3656 | 148.4827 | -125.0498 | 23 | Ti:Ta2O5 Pinto Dispersion | 1 | 2.0942 | 0 | 0.26728 | 135.8 | 0.12763 | Air | 0 | 0 |  |  |  | 135.8
426 | 57.3713 | 42.6287 | 165.2232 | -110.7862 | 24 | SiO2 Pinto Dispersion | 1 | 1.47 | 0 | 0.22542 | 163.17 | 0.15335 | Air | 0 | 0 |  |  |  | 0
427 | 56.3969 | 43.6031 | -179.3164 | -97.1935 | 25 | Ti:Ta2O5 Pinto Dispersion | 1 | 2.0942 | 0 | 0.26831 | 136.32 | 0.12812 | Air | 0 | 0 |  |  |  | 136.32
428 | 49.5499 | 50.4501 | -162.7908 | -82.5744 | 26 | SiO2 Pinto Dispersion | 1 | 1.47 | 0 | 0.22704 | 164.34 | 0.15446 | Air | 0 | 0 |  |  |  | 0
429 | 35.4587 | 64.5413 | -142.4188 | -65.0391 | 27 | Ti:Ta2O5 Pinto Dispersion | 1 | 2.0942 | 0 | 0.26636 | 135.33 | 0.12719 | Air | 0 | 0 |  |  |  | 135.33
430 | 15.06 | 84.94 | -112.9506 | -42.5485 | 28 | SiO2 Pinto Dispersion | 1 | 1.47 | 0 | 0.22919 | 165.89 | 0.15591 | Air | 0 | 0 |  |  |  | 0
431 | 1.3497 | 98.6503 | -31.7652 | -14.9361 | 29 | Ti:Ta2O5 Pinto Dispersion | 1 | 2.0942 | 0 | 0.26415 | 134.21 | 0.12613 | Air | 0 | 0 |  |  |  | 134.21
432 | 10.0875 | 89.9125 | 89.2935 | 13.0828 | 30 | SiO2 Pinto Dispersion | 1 | 1.47 | 0 | 0.23275 | 168.47 | 0.15834 | Air | 0 | 0 |  |  |  | 0
433 | 29.3511 | 70.6489 | 121.8683 | 36.2997 | 31 | Ti:Ta2O5 Pinto Dispersion | 1 | 2.0942 | 0 | 0.26287 | 133.56 | 0.12552 | Air | 0 | 0 |  |  |  | 133.56
434 | 43.9766 | 56.0234 | 142.7276 | 54.3718 | 32 | SiO2 Pinto Dispersion | 1 | 1.47 | 0 | 0.24111 | 174.52 | 0.16403 | Air | 0 | 0 |  |  |  | 0
435 | 51.5111 | 48.4889 | 158.7726 | 69.249 | 33 | Ti:Ta2O5 Pinto Dispersion | 1 | 2.0942 | 0 | 0.27053 | 137.45 | 0.12918 | Air | 0 | 0 |  |  |  | 137.45
436 | 53.1519 | 46.8481 | 172.8264 | 82.7934 | 34 | SiO2 Pinto Dispersion | 1 | 1.47 | 0 | 0.26941 | 195.01 | 0.18328 | Air | 0 | 0 |  |  |  | 0
437 | 49.418 | 50.582 | -173.2575 | 96.5388 | 35 | Ti:Ta2O5 Pinto Dispersion | 1 | 2.0942 | 0 | 0.30121 | 153.04 | 0.14383 | Air | 0 | 0 |  |  |  | 153.04
438 | 39.6919 | 60.3081 | -157.822 | 111.993 | 36 | SiO2 Pinto Dispersion | 1 | 1.47 | 0 | 0.24628 | 178.27 | 0.16755 | Air | 0 | 0 |  |  |  | 0
439 | 23.5111 | 76.4889 | -139.0818 | 130.8173 | 37 | Ti:Ta2O5 Pinto Dispersion | 1 | 2.0942 | 0 | 0.1633 | 82.97 | 0.077976 | Air | 0 | 0 |  |  |  | 82.97
440 | 5.7084 | 94.2916 | -115.4258 | 154.1994 | Substrate | SiO2 Pinto Dispersion |  | 1.47 | 0
441 | 0.66348 | 99.3365 | 85.7764 | -179.3287
442 | 13.5055 | 86.4945 | 112.9843 | -154.3287 | Total Thickness |  |  |  |  | 9.1738 | 5541.79 | 5.2084 | [5 empty] | dH= | 2586.79
443 | 30.6014 | 69.3986 | 133.0991 | -133.7536
444 | 42.6932 | 57.3068 | 148.8854 | -117.1528
445 | 48.7319 | 51.2681 | 162.0218 | -102.9347
446 | 49.5558 | 50.4442 | 173.9189 | -89.6262
447 | 45.4606 | 54.5394 | -174.3313 | -75.9527
448 | 36.0581 | 63.9419 | -161.9229 | -60.6499
449 | 21.5588 | 78.4412 | -148.9879 | -42.4195
450 | 6.536 | 93.464 | -142.1788 | -20.4991
451 | 1.7428 | 98.2572 | 152.7598 | 3.8819
452 | 11.4422 | 88.5578 | 129.4706 | 27.3478
453 | 26.3089 | 73.6911 | 139.8568 | 47.4157
454 | 38.0978 | 61.9022 | 151.6875 | 64.065
455 | 44.8255 | 55.1745 | 162.4585 | 78.4328
456 | 46.8559 | 53.1441 | 172.3623 | 91.7395
457 | 44.5673 | 55.4327 | -178.1172 | 105.0669
458 | 37.9293 | 62.0707 | -168.6884 | 119.4348
459 | 27.1063 | 72.8937 | -159.8708 | 135.8444
460 | 14.3312 | 85.6688 | -155.4946 | 155.0314
461 | 5.8896 | 94.1104 | -171.9568 | 176.7123
462 | 7.9756 | 92.0244 | 152.7402 | -161.0075
463 | 18.3544 | 81.6456 | 147.0497 | -140.488
464 | 29.8743 | 70.1257 | 153.1599 | -122.7464
465 | 38.3381 | 61.6619 | 161.2721 | -107.4059
466 | 42.826 | 57.174 | 169.3401 | -93.569
467 | 43.5134 | 56.4866 | 177.0568 | -80.3119
468 | 40.6117 | 59.3883 | -175.5968 | -66.7821
469 | 34.2968 | 65.7032 | -168.9139 | -52.1824
470 | 25.3301 | 74.6699 | -164.2196 | -35.8232
471 | 16.2196 | 83.7804 | -165.4715 | -17.3867
472 | 11.3932 | 88.6068 | -178.6072 | 2.6176
473 | 13.8325 | 86.1675 | 165.0862 | 22.7664
474 | 21.5847 | 78.4153 | 160.2054 | 41.556
475 | 30.2748 | 69.7252 | 162.9136 | 58.3283
476 | 37.0088 | 62.9912 | 168.2237 | 73.2912
477 | 40.8217 | 59.1783 | 174.1727 | 87.0556
478 | 41.6356 | 58.3644 | -179.8927 | 100.3145
479 | 39.593 | 60.407 | -174.2728 | 113.7324
480 | 34.9552 | 65.0448 | -169.3945 | 127.9173
481 | 28.4218 | 71.5782 | -166.2516 | 143.3627
482 | 21.6617 | 78.3383 | -166.8407 | 160.289
483 | 17.3198 | 82.6802 | -173.2064 | 178.4112
484 | 17.496 | 82.504 | 177.331 | -163.1153
485 | 21.8202 | 78.1798 | 171.6006 | -145.3123
486 | 27.9019 | 72.0981 | 171.1859 | -128.8238
487 | 33.4089 | 66.5911 | 173.8948 | -113.7199
488 | 37.0767 | 62.9233 | 177.9179 | -99.6727
489 | 38.484 | 61.516 | -177.6841 | -86.188
490 | 37.6234 | 62.3766 | -173.4344 | -72.7413
491 | 34.7288 | 65.2712 | -169.8183 | -58.8424
492 | 30.3766 | 69.6234 | -167.5567 | -44.0969
493 | 25.7084 | 74.2916 | -167.7025 | -28.3075
494 | 22.396 | 77.604 | -171.0322 | -11.6074
495 | 21.9007 | 78.0993 | -176.37 | 5.4959
496 | 24.4007 | 75.5993 | 179.44 | 22.3023
497 | 28.6588 | 71.3412 | 178.2442 | 38.2558
498 | 33.0085 | 66.9915 | 179.5955 | 53.1605
499 | 36.2282 | 63.7718 | -177.595 | 67.1606
500 | 37.7032 | 62.2968 | -174.1643 | 80.6075
501 | 37.2396 | 62.7604 | -170.6837 | 93.9413
502 | 34.9325 | 65.0675 | -167.6743 | 107.6171
503 | 31.2276 | 68.7724 | -165.8307 | 122.0376
504 | 27.1181 | 72.8819 | -166.1085 | 137.4523
505 | 24.176 | 75.824 | -169.2099 | 153.8124
506 | 23.9342 | 76.0658 | -174.1204 | 170.6778
507 | 26.7624 | 73.2376 | -177.9618 | -172.6608
508 | 31.4932 | 68.5068 | -178.8993 | -156.8437
509 | 36.328 | 63.672 | -177.2621 | -142.156
510 | 39.8311 | 60.1689 | -174.0603 | -128.4851
511 | 41.147 | 58.853 | -170.0608 | -115.4281
512 | 39.7448 | 60.2552 | -165.7562 | -102.3829
513 | 35.2142 | 64.7858 | -161.6944 | -88.5608
514 | 27.5486 | 72.4514 | -159.2815 | -72.9591
515 | 18.6337 | 81.3663 | -163.0085 | -54.4803
516 | 14.8276 | 85.1724 | 179.5301 | -32.6653
517 | 23.8764 | 76.1236 | 163.2891 | -9.1107
518 | 42.6885 | 57.3115 | 163.1029 | 12.7962
519 | 60.7412 | 39.2588 | 169.1487 | 30.854
520 | 73.4555 | 26.5445 | 175.7783 | 45.1
521 | 81.506 | 18.494 | -178.3299 | 56.4739
522 | 86.5216 | 13.4784 | -173.2513 | 65.8697
523 | 89.6989 | 10.3011 | -168.8181 | 73.9301
524 | 91.7609 | 8.2391 | -164.8588 | 81.0882
525 | 93.1257 | 6.8743 | -161.239 | 87.6371
526 | 94.0365 | 5.9635 | -157.8588 | 93.7822
527 | 94.6368 | 5.3632 | -154.6443 | 99.6733
528 | 95.0123 | 4.9877 | -151.5387 | 105.4261
529 | 95.2138 | 4.7862 | -148.4974 | 111.1346
530 | 95.2697 | 4.7303 | -145.4835 | 116.8795
531 | 95.193 | 4.807 | -142.4653 | 122.7341
532 | 94.9848 | 5.0152 | -139.4142 | 128.7675
533 | 94.6102 | 5.3898 | -136.1843 | 135.2708
534 | 94.062 | 5.938 | -132.857 | 142.1184
535 | 93.3071 | 6.6929 | -129.4031 | 149.3862
536 | 92.3003 | 7.6997 | -125.7925 | 157.1485
537 | 90.985 | 9.015 | -121.9943 | 165.4744
538 | 89.2946 | 10.7054 | -117.9766 | 174.4218
539 | 87.1567 | 12.8433 | -113.7054 | -175.9712
540 | 84.499 | 15.501 | -109.1433 | -165.6945
541 | 81.2545 | 18.7455 | -104.2449 | -154.7713
542 | 77.3605 | 22.6395 | -98.9493 | -143.2548
543 | 72.7472 | 27.2528 | -93.171 | -131.2137
544 | 67.318 | 32.682 | -86.7891 | -118.7082
545 | 60.9336 | 39.0664 | -79.6402 | -105.7623
546 | 53.4232 | 46.5768 | -71.5138 | -92.3454
547 | 44.6545 | 55.3455 | -62.1518 | -78.3723
548 | 34.6918 | 65.3082 | -51.2451 | -63.7297
549 | 24.0409 | 75.9591 | -38.4015 | -48.3359
550 | 13.8566 | 86.1434 | -22.9508 | -32.2258
551 | 5.8012 | 94.1988 | -2.8569 | -15.6272
552 | 1.3184 | 98.6816 | 33.4031 | 1.042
553 | 0.74083 | 99.2592 | 129.8216 | 17.2953
554 | 3.113 | 96.887 | 177.677 | 32.7536
555 | 6.8739 | 93.1261 | -160.461 | 47.2528
556 | 10.6338 | 89.3662 | -144.092 | 60.8355
557 | 13.5015 | 86.4985 | -129.6671 | 73.6797
558 | 15.0434 | 84.9566 | -115.9295 | 86.0253
559 | 15.139 | 84.861 | -102.116 | 98.1251
560 | 13.8793 | 86.1207 | -87.5498 | 110.2145
561 | 11.5369 | 88.4631 | -71.4304 | 122.4906
562 | 8.5793 | 91.4207 | -52.5468 | 135.0894
563 | 5.6656 | 94.3344 | -28.6856 | 148.0609
564 | 3.5523 | 96.4477 | 4.1079 | 161.3487
565 | 2.8765 | 97.1235 | 47.6435 | 174.793
566 | 3.8995 | 96.1005 | 89.9135 | -171.8333
567 | 6.3913 | 93.6087 | 121.1213 | -158.7593
568 | 9.7522 | 90.2478 | 144.2063 | -146.1526
569 | 13.2696 | 86.7304 | 162.8267 | -134.085
570 | 16.3329 | 83.6671 | 178.9387 | -122.5335
571 | 18.5222 | 81.4778 | -166.3947 | -111.4035
572 | 19.5997 | 80.4003 | -152.4906 | -100.5555
573 | 19.4687 | 80.5313 | -138.8214 | -89.8284
574 | 18.1443 | 81.8557 | -124.9018 | -79.0568
575 | 15.7533 | 84.2467 | -110.2016 | -68.0854
576 | 12.5626 | 87.4374 | -94.0227 | -56.786
577 | 9.0142 | 90.9858 | -75.2385 | -45.078
578 | 5.7234 | 94.2766 | -51.6674 | -32.9515
579 | 3.3868 | 96.6132 | -19.015 | -20.4848
580 | 2.5805 | 97.4195 | 25.7996 | -7.8428
581 | 3.5327 | 96.4673 | 69.9237 | 4.7553
582 | 6.0232 | 93.9768 | 101.685 | 17.0902
583 | 9.4881 | 90.5119 | 124.6753 | 28.9961
584 | 13.2483 | 86.7517 | 143.0127 | 40.3913
585 | 16.7072 | 83.2928 | 158.7501 | 51.2784
586 | 19.4405 | 80.5595 | 172.9389 | 61.7262
587 | 21.1934 | 78.8066 | -173.7841 | 71.8466
588 | 21.8408 | 78.1592 | -160.9581 | 81.7745
589 | 21.3486 | 78.6514 | -148.1927 | 91.6537
590 | 19.7574 | 80.2426 | -135.1067 | 101.6266
591 | 17.1905 | 82.8095 | -121.2725 | 111.8241
592 | 13.8836 | 86.1164 | -106.128 | 122.3539
593 | 10.2177 | 89.7823 | -88.7909 | 133.2843
594 | 6.7253 | 93.2747 | -67.6168 | 144.6259
595 | 4.0257 | 95.9743 | -39.3042 | 156.3165
596 | 2.6726 | 97.3274 | 0.47475 | 168.22
597 | 2.9605 | 97.0395 | 45.6384 | -179.8527
598 | 4.8061 | 95.1939 | 81.01 | -168.1023
599 | 7.7883 | 92.2117 | 106.128 | -156.6955
600 | 11.3172 | 88.6828 | 125.4874 | -145.7332
601 | 14.8178 | 85.1822 | 141.6872 | -135.2433
602 | 17.8408 | 82.1592 | 156.0234 | -125.1899
603 | 20.0889 | 79.9111 | 169.2249 | -115.4929
604 | 21.3938 | 78.6062 | -178.2241 | -106.0444
605 | 21.6811 | 78.3189 | -165.9459 | -96.7238
606 | 20.9444 | 79.0556 | -153.6014 | -87.4062
607 | 19.2386 | 80.7614 | -140.8442 | -77.971
608 | 16.6916 | 83.3084 | -127.2697 | -68.3088
609 | 13.5292 | 86.4708 | -112.3331 | -58.3319
610 | 10.1002 | 89.8998 | -95.1804 | -47.9871
611 | 6.8752 | 93.1248 | -74.2876 | -37.27
612 | 4.3913 | 95.6087 | -46.9089 | -26.2369
613 | 3.1286 | 96.8714 | -10.1764 | -15.0053
614 | 3.3575 | 96.6425 | 30.9023 | -3.7376
615 | 5.0383 | 94.9617 | 64.7737 | 7.3902
616 | 7.8395 | 92.1605 | 89.7642 | 18.2254
617 | 11.2629 | 88.7371 | 109.1559 | 28.666
618 | 14.7938 | 85.2062 | 125.2874 | 38.6704
619 | 18.0061 | 81.9939 | 139.422 | 48.2529
620 | 20.5993 | 79.4007 | 152.2812 | 57.4695
621 | 22.3883 | 77.6117 | 164.3333 | 66.4039
622 | 23.275 | 76.725 | 175.9268 | 75.1554
623 | 23.2221 | 76.7779 | -172.646 | 83.83
624 | 22.2376 | 77.7624 | -161.1105 | 92.5346
625 | 20.375 | 79.625 | -149.18 | 101.3721
626 | 17.7459 | 82.2541 | -136.5193 | 110.4353
627 | 14.5436 | 85.4564 | -122.6824 | 119.7995
628 | 11.0647 | 88.9353 | -106.987 | 129.5119
629 | 7.7141 | 92.2859 | -88.2431 | 139.5803
630 | 4.9664 | 95.0336 | -64.2452 | 149.9623
631 | 3.2748 | 96.7252 | -31.7704 | 160.5633
632 | 2.9443 | 97.0557 | 8.245 | 171.2459
633 | 4.0293 | 95.9707 | 44.8336 | -178.1465
634 | 6.3161 | 93.6839 | 72.1268 | -167.7607
635 | 9.401 | 90.599 | 92.6673 | -157.7071
636 | 12.8154 | 87.1846 | 109.2584 | -148.0463
637 | 16.1336 | 83.8664 | 123.4729 | -138.7887
638 | 19.0281 | 80.9719 | 136.1696 | -129.9031
639 | 21.2783 | 78.7217 | 147.8682 | -121.3289
640 | 22.7523 | 77.2477 | 158.9256 | -112.9869
641 | 23.3822 | 76.6178 | 169.6185 | -104.7879
642 | 23.1447 | 76.8553 | -179.8145 | -96.6385
643 | 22.0513 | 77.9487 | -169.1466 | -88.4455
644 | 20.1511 | 79.8489 | -158.1402 | -80.1192
645 | 17.5422 | 82.4578 | -146.5185 | -71.5785
646 | 14.3926 | 85.6074 | -133.9149 | -62.7563
647 | 10.9598 | 89.0402 | -119.7684 | -53.6085
648 | 7.5975 | 92.4025 | -103.0764 | -44.1231
649 | 4.7317 | 95.2683 | -81.8098 | -34.3299
650 | 2.7908 | 97.2092 | -51.9876 | -24.3039
651 | 2.1014 | 97.8986 | -10.705 | -14.1606
652 | 2.7892 | 97.2108 | 30.5866 | -4.0392
653 | 4.7374 | 95.2626 | 60.3623 | 5.9209
654 | 7.6286 | 92.3714 | 81.4911 | 15.6041
655 | 11.0431 | 88.9569 | 97.961 | 24.9346
656 | 14.5639 | 85.4361 | 111.8031 | 33.8805
657 | 17.8445 | 82.1555 | 124.0152 | 42.4505
658 | 20.6343 | 79.3657 | 135.1479 | 50.6834
659 | 22.7717 | 77.2283 | 145.5517 | 58.6395
660 | 24.1631 | 75.8369 | 155.4814 | 66.3912
661 | 24.7621 | 75.2379 | 165.144 | 74.0179
662 | 24.5537 | 75.4463 | 174.7236 | 81.6014
663 | 23.5475 | 76.4525 | -175.6013 | 89.2234
664 | 21.7793 | 78.2207 | -165.6442 | 96.963
665 | 19.3207 | 80.6793 | -155.1913 | 104.8936
666 | 16.2962 | 83.7038 | -143.9713 | 113.0785
667 | 12.9022 | 87.0978 | -131.5926 | 121.5651
668 | 9.4205 | 90.5795 | -117.4021 | 130.3766
669 | 6.2129 | 93.7871 | -100.1405 | 139.5041
670 | 3.6821 | 96.3179 | -77.1364 | 148.9004
671 | 2.2259 | 97.7741 | -44.8046 | 158.1796
672 | 1.9707 | 98.0293 | -2.6524 | 167.5246
673 | 2.9612 | 97.0388 | 34.5501 | 176.8168
674 | 5.0537 | 94.9463 | 60.3409 | -174.0569
675 | 7.9598 | 92.0402 | 78.9531 | -165.1887
676 | 11.324 | 88.676 | 93.7161 | -156.6387
677 | 14.7988 | 85.2012 | 106.2478 | -148.4334
678 | 18.0937 | 81.9063 | 117.3544 | -140.5685
679 | 20.9941 | 79.0059 | 127.4871 | -133.016
680 | 23.3565 | 76.6435 | 136.9342 | -125.7309
681 | 25.0939 | 74.9061 | 145.9036 | -118.658
682 | 26.1591 | 73.8409 | 154.5603 | -111.7359
683 | 26.5305 | 73.4695 | 163.0469 | -104.9007
684 | 26.2041 | 73.7959 | 171.4953 | -98.0873
685 | 25.1893 | 74.8107 | -179.9655 | -91.2315
686 | 23.5121 | 76.4879 | -171.2002 | -84.271
687 | 21.2213 | 78.7787 | -162.0576 | -77.1472
688 | 18.401 | 81.599 | -152.354 | -69.8078
689 | 15.1847 | 84.8153 | -141.8424 | -62.2106
690 | 11.7678 | 88.2322 | -130.147 | -54.3288
691 | 8.4128 | 91.5872 | -116.6131 | -46.1564
692 | 5.4351 | 94.5649 | -99.9401 | -37.714
693 | 3.1649 | 96.8351 | -77.3281 | -29.0518
694 | 1.8865 | 98.1135 | -43.8242 | -20.2481
695 | 1.7705 | 98.2295 | -0.72764 | -11.4015
696 | 2.829 | 97.171 | 35.1987 | -2.619
697 | 4.9128 | 95.0872 | 59.3644 | 5.9997
698 | 7.7536 | 92.2464 | 76.7411 | 14.3745
699 | 11.0297 | 88.9703 | 90.5547 | 22.4525
700 | 14.4282 | 85.5718 | 102.3065 | 30.2101
701 | 17.6861 | 82.3139 | 112.7352 | 37.6497
702 | 20.6054 | 79.3946 | 122.2513 | 44.7942
703 | 23.051 | 76.949 | 131.115 | 51.681
704 | 24.9384 | 75.0616 | 139.5116 | 58.3571
705 | 26.2195 | 73.7805 | 147.5869 | 64.875
706 | 26.8705 | 73.1295 | 155.4648 | 71.2899
707 | 26.883 | 73.117 | 163.2573 | 77.6581
708 | 26.2596 | 73.7404 | 171.072 | 84.0358
709 | 25.0136 | 74.9864 | 179.0173 | 90.4784
710 | 23.1727 | 76.8273 | -172.7907 | 97.0391
711 | 20.7865 | 79.2135 | -164.2195 | 103.7677
712 | 17.9366 | 82.0634 | -155.1059 | 110.7081
713 | 14.7495 | 85.2505 | -145.2269 | 117.8952
714 | 11.4063 | 88.5937 | -134.2401 | 125.3506
715 | 8.1459 | 91.8541 | -121.5434 | 133.0777
716 | 5.2524 | 94.7476 | -105.9278 | 141.0572
717 | 3.0235 | 96.9765 | -84.7163 | 149.2448
718 | 1.7191 | 98.2809 | -52.6322 | 157.5718
719 | 1.5055 | 98.4945 | -9.0327 | 165.9513
720 | 2.4142 | 97.5858 | 28.3245 | 174.2877
721 | 4.334 | 95.666 | 52.8665 | -177.5107
722 | 7.0406 | 92.9594 | 70.0769 | -169.5209
723 | 10.2498 | 89.7502 | 83.5626 | -161.7977
724 | 13.672 | 86.328 | 94.9457 | -154.371
725 | 17.0526 | 82.9474 | 104.9964 | -147.2473
726 | 20.1919 | 79.8081 | 114.1287 | -140.4139
727 | 22.9471 | 77.0529 | 122.5964 | -133.8436
728 | 25.225 | 74.775 | 130.5749 | -127.4994
729 | 26.9694 | 73.0306 | 138.1986 | -121.3384
730 | 28.1499 | 71.8501 | 145.5788 | -115.3139
731 | 28.7525 | 71.2475 | 152.8139 | -109.378
732 | 28.773 | 71.227 | 159.9956 | -103.4819
733 | 28.2141 | 71.7859 | 167.2133 | -97.5772
734 | 27.0851 | 72.9149 | 174.5586 | -91.616
735 | 25.4049 | 74.5951 | -177.8705 | -85.5517
736 | 23.207 | 76.793 | -169.9629 | -79.3401
737 | 20.5483 | 79.4517 | -161.5849 | -72.9407
738 | 17.5188 | 82.4812 | -152.5624 | -66.3191
739 | 14.2521 | 85.7479 | -142.6472 | -59.4503
740 | 10.932 | 89.068 | -131.4458 | -52.322
741 | 7.7908 | 92.2092 | -118.2628 | -44.9393
742 | 5.0933 | 94.9067 | -101.7524 | -37.3277
743 | 3.1041 | 96.8959 | -79.2703 | -29.5344
744 | 2.0421 | 97.9579 | -47.1975 | -21.6268
745 | 2.0335 | 97.9665 | -8.5963 | -13.6863
746 | 3.0829 | 96.9171 | 23.6494 | -5.7997
747 | 5.072 | 94.928 | 46.2274 | 1.951
748 | 7.7888 | 92.2112 | 62.7353 | 9.4978
749 | 10.9735 | 89.0265 | 75.8478 | 16.7922
750 | 14.3641 | 85.6359 | 86.9276 | 23.8071
751 | 17.7305 | 82.2695 | 96.6762 | 30.5358
752 | 20.8903 | 79.1097 | 105.4883 | 36.988
753 | 23.7115 | 76.2885 | 113.6107 | 43.1863
754 | 26.106 | 73.894 | 121.2138 | 49.1619
755 | 28.0199 | 71.9801 | 128.4265 | 54.9517
756 | 29.4225 | 70.5775 | 135.353 | 60.5955
757 | 30.2988 | 69.7012 | 142.0832 | 66.1351
758 | 30.6425 | 69.3575 | 148.698 | 71.6129
759 | 30.4523 | 69.5477 | 155.2736 | 77.0712
760 | 29.7307 | 70.2693 | 161.8844 | 82.5524
761 | 28.4843 | 71.5157 | 168.6066 | 88.0982
762 | 26.727 | 73.273 | 175.5208 | 93.7496
763 | 24.4844 | 75.5156 | -177.2828 | 99.5457
764 | 21.8019 | 78.1981 | -169.6983 | 105.523
765 | 18.7527 | 81.2473 | -161.5915 | 111.7134
766 | 15.4483 | 84.5517 | -152.7773 | 118.1412
767 | 12.0453 | 87.9547 | -142.9711 | 124.8208
768 | 8.7474 | 91.2526 | -131.6809 | 131.7522
769 | 5.7956 | 94.2044 | -117.9457 | 138.9181
770 | 3.4453 | 96.5547 | -99.6895 | 146.2818
771 | 1.9276 | 98.0724 | -72.5312 | 153.7876
772 | 1.4069 | 98.5931 | -32.6936 | 161.3642
773 | 1.9443 | 98.0557 | 7.0117 | 168.9313
774 | 3.4841 | 96.5159 | 33.9883 | 176.4088
775 | 5.867 | 94.133 | 52.1004 | -176.2753
776 | 8.8654 | 91.1346 | 65.6966 | -169.1773
777 | 12.2268 | 87.7732 | 76.8318 | -162.3351
778 | 15.7116 | 84.2884 | 86.4567 | -155.767
779 | 19.1174 | 80.8826 | 95.0572 | -149.4745
780 | 22.2886 | 77.7114 | 102.9134 | -143.4452
781 | 25.1153 | 74.8847 | 110.2062 | -137.6564
782 | 27.5256 | 72.4744 | 117.0648 | -132.0786
783 | 29.4766 | 70.5234 | 123.5901 | -126.6782
784 | 30.9447 | 69.0553 | 129.8659 | -121.4188
785 | 31.9189 | 68.0811 | 135.9653 | -116.2632
786 | 32.3947 | 67.6053 | 141.9552 | -111.1733
787 | 32.371 | 67.629 | 147.8989 | -106.1112
788 | 31.8482 | 68.1518 | 153.8583 | -101.0387
789 | 30.8284 | 69.1716 | 159.8962 | -95.9179
790 | 29.3169 | 70.6831 | 166.0787 | -90.7113
791 | 27.3261 | 72.6739 | 172.4775 | -85.3818
792 | 24.8803 | 75.1197 | 179.1748 | -79.8936
793 | 22.0238 | 77.9762 | -173.731 | -74.2135
794 | 18.8291 | 81.1709 | -166.1129 | -68.3123
795 | 15.4073 | 84.5927 | -157.7923 | -62.1678
796 | 11.9146 | 88.0854 | -148.4895 | -55.7672
797 | 8.5544 | 91.4456 | -137.7094 | -49.1113
798 | 5.568 | 94.432 | -124.4572 | -42.2175
799 | 3.2115 | 96.7885 | -106.4857 | -35.1219
800 | 1.7185 | 98.2815 | -78.7185 | -27.8792
801 | 1.2567 | 98.7433 | -36.5841 | -20.5598
802 | 1.8919 | 98.1081 | 3.8342 | -13.2432
803 | 3.5724 | 96.4276 | 29.7396 | -6.0099
804 | 6.1407 | 93.8593 | 46.781 | 1.067
805 | 9.3685 | 90.6315 | 59.5331 | 7.9288
806 | 12.9996 | 87.0004 | 69.9772 | 14.5348
807 | 16.7892 | 83.2108 | 78.9988 | 20.8631
808 | 20.5296 | 79.4704 | 87.0431 | 26.9087
809 | 24.0608 | 75.9392 | 94.3637 | 32.6805
810 | 27.2701 | 72.7299 | 101.1237 | 38.1974
811 | 30.0847 | 69.9153 | 107.439 | 43.4853
812 | 32.4625 | 67.5375 | 113.3994 | 48.5747
813 | 34.382 | 65.618 | 119.0786 | 53.4982
814 | 35.8351 | 64.1649 | 124.5402 | 58.2896
815 | 36.8203 | 63.1797 | 129.8409 | 62.9831
816 | 37.3386 | 62.6614 | 135.0331 | 67.6129
817 | 37.3912 | 62.6088 | 140.1659 | 72.2133
818 | 36.9776 | 63.0224 | 145.2872 | 76.8183
819 | 36.0954 | 63.9046 | 150.4446 | 81.4622
820 | 34.7416 | 65.2584 | 155.6866 | 86.1795
821 | 32.9146 | 67.0854 | 161.0639 | 91.0048
822 | 30.6181 | 69.3819 | 166.6309 | 95.9729
823 | 27.8666 | 72.1334 | 172.4479 | 101.1179
824 | 24.6931 | 75.3069 | 178.5841 | 106.4722
825 | 21.1591 | 78.8409 | -174.8764 | 112.0652
826 | 17.3652 | 82.6348 | -167.8221 | 117.9204
827 | 13.4607 | 86.5393 | -160.0869 | 124.0526
828 | 9.6488 | 90.3512 | -151.3832 | 130.4638
829 | 6.1805 | 93.8195 | -141.1147 | 137.1398
830 | 3.3342 | 96.6658 | -127.7634 | 144.0468
831 | 1.3774 | 98.6226 | -106.3561 | 151.1312
832 | 0.5187 | 99.4813 | -59.1556 | 158.3213
833 | 0.86238 | 99.1376 | 2.9947 | 165.5339
834 | 2.3835 | 97.6165 | 32.3193 | 172.6822
835 | 4.9336 | 95.0664 | 48.1231 | 179.6855
836 | 8.2751 | 91.7249 | 59.3937 | -173.5229
837 | 12.1296 | 87.8704 | 68.5912 | -166.991
838 | 16.2243 | 83.7757 | 76.5821 | -160.7469
839 | 20.3242 | 79.6758 | 83.7472 | -154.8
840 | 24.2471 | 75.7529 | 90.2882 | -149.1448
841 | 27.8643 | 72.1357 | 96.3305 | -143.7643
842 | 31.0939 | 68.9061 | 101.9638 | -138.6338
843 | 33.8893 | 66.1107 | 107.2584 | -133.724
844 | 36.2291 | 63.7709 | 112.2733 | -129.0031
845 | 38.1071 | 61.8929 | 117.0597 | -124.4382
846 | 39.5258 | 60.4742 | 121.6635 | -119.9963
847 | 40.4907 | 59.5093 | 126.1268 | -115.6445
848 | 41.0073 | 58.9927 | 130.4884 | -111.3504
849 | 41.0789 | 58.9211 | 134.7849 | -107.082
850 | 40.7051 | 59.2949 | 139.0511 | -102.807
851 | 39.8822 | 60.1178 | 143.3209 | -98.4933
852 | 38.6033 | 61.3967 | 147.6271 | -94.1081
853 | 36.8605 | 63.1395 | 152.0019 | -89.6181
854 | 34.6475 | 65.3525 | 156.4764 | -84.9893
855 | 31.9641 | 68.0359 | 161.0798 | -80.1876
856 | 28.8234 | 71.1766 | 165.8382 | -75.1788
857 | 25.2603 | 74.7397 | 170.7712 | -69.9305
858 | 21.3434 | 78.6566 | 175.8869 | -64.4137
859 | 17.187 | 82.813 | -178.8276 | -58.6057
860 | 12.9628 | 87.0372 | -173.4243 | -52.4937
861 | 8.9031 | 91.0969 | -168.0357 | -46.0795
862 | 5.2925 | 94.7075 | -162.9898 | -39.3832
863 | 2.4394 | 97.5606 | -159.2601 | -32.4466
864 | 0.6291 | 99.3709 | -161.5632 | -25.3332
865 | 0.066205 | 99.9338 | 120.2257 | -18.125
866 | 0.82673 | 99.1733 | 66.6672 | -10.9145
867 | 2.8383 | 97.1617 | 66.0644 | -3.7948
868 | 5.898 | 94.102 | 70.0766 | 3.1503
869 | 9.7196 | 90.2804 | 75.151 | 9.8548
870 | 13.9916 | 86.0084 | 80.468 | 16.2741
871 | 18.4255 | 81.5745 | 85.7358 | 22.3854
872 | 22.7852 | 77.2148 | 90.8321 | 28.1849
873 | 26.8975 | 73.1025 | 95.7072 | 33.6838
874 | 30.6472 | 69.3528 | 100.3475 | 38.9036
875 | 33.9666 | 66.0334 | 104.7593 | 43.8726
876 | 36.8227 | 63.1773 | 108.9592 | 48.6228
877 | 39.2049 | 60.7951 | 112.9696 | 53.1881
878 | 41.1159 | 58.8841 | 116.8152 | 57.6026
879 | 42.5646 | 57.4354 | 120.5214 | 61.9003
880 | 43.5615 | 56.4385 | 124.1133 | 66.1146
881 | 44.1151 | 55.8849 | 127.6151 | 70.2782
882 | 44.2306 | 55.7694 | 131.0499 | 74.4238
883 | 43.9087 | 56.0913 | 134.4391 | 78.584
884 | 43.1453 | 56.8547 | 137.8022 | 82.7914
885 | 41.9324 | 58.0676 | 141.1557 | 87.0798
886 | 40.2596 | 59.7404 | 144.5127 | 91.4835
887 | 38.1168 | 61.8832 | 147.8801 | 96.0379
888 | 35.4986 | 64.5014 | 151.2553 | 100.7795
889 | 32.4113 | 67.5887 | 154.6205 | 105.7448
890 | 28.8817 | 71.1183 | 157.9325 | 110.9696
891 | 24.9702 | 75.0298 | 161.1053 | 116.4867
892 | 20.7839 | 79.2161 | 163.979 | 122.3231
893 | 16.4912 | 83.5088 | 166.2619 | 128.4957
894 | 12.328 | 87.672 | 167.4172 | 135.0062
895 | 8.5917 | 91.4083 | 166.4388 | 141.8365
896 | 5.6126 | 94.3874 | 161.4562 | 148.9439
897 | 3.7023 | 96.2977 | 149.6212 | 156.2611
898 | 3.0882 | 96.9118 | 130.3641 | 163.6991
899 | 3.8569 | 96.1431 | 111.607 | 171.1562
900 | 5.9295 | 94.0705 | 100.5272 | 178.5297
901 | 9.0821 | 90.9179 | 96.0064 | -174.2721
902 | 13.0012 | 86.9988 | 95.2362 | -167.3203
903 | 17.3499 | 82.6501 | 96.4404 | -160.6611
904 | 21.8222 | 78.1778 | 98.664 | -154.3157
905 | 26.1741 | 73.8259 | 101.3944 | -148.2839
906 | 30.2317 | 69.7683 | 104.3499 | -142.5492
907 | 33.8841 | 66.1159 | 107.3745 | -137.0835
908 | 37.0701 | 62.9299 | 110.3823 | -131.8519
909 | 39.7631 | 60.2369 | 113.328 | -126.8154
910 | 41.9581 | 58.0419 | 116.1898 | -121.9333
911 | 43.6624 | 56.3376 | 118.9593 | -117.1644
912 | 44.8881 | 55.1119 | 121.6356 | -112.4674
913 | 45.6482 | 54.3518 | 124.2211 | -107.8016
914 | 45.9535 | 54.0465 | 126.7185 | -103.1262
915 | 45.8125 | 54.1875 | 129.1294 | -98.4005
916 | 45.2307 | 54.7693 | 131.4516 | -93.5837
917 | 44.2131 | 55.7869 | 133.6769 | -88.6345
918 | 42.7661 | 57.2339 | 135.7887 | -83.5115
919 | 40.9026 | 59.0974 | 137.758 | -78.1737
920 | 38.6476 | 61.3524 | 139.5388 | -72.5814
921 | 36.0465 | 63.9535 | 141.0628 | -66.6982
922 | 33.1727 | 66.8273 | 142.2334 | -60.4932
923 | 30.1362 | 69.8638 | 142.9217 | -53.9449
924 | 27.0863 | 72.9137 | 142.9698 | -47.0446
925 | 24.2063 | 75.7937 | 142.2085 | -39.8004
926 | 21.6962 | 78.3038 | 140.5033 | -32.2389
927 | 19.742 | 80.258 | 137.8297 | -24.4052
928 | 18.4788 | 81.5212 | 134.3532 | -16.3577
929 | 17.9592 | 82.0408 | 130.445 | -8.1599
930 | 18.1405 | 81.8595 | 126.575 | 0.13126
931 | 18.8962 | 81.1038 | 123.1309 | 8.4766
932 | 20.0494 | 79.9506 | 120.293 | 16.8647
933 | 21.4164 | 78.5836 | 118.0303 | 25.3175
934 | 22.8501 | 77.1499 | 116.1708 | 33.893
935 | 24.2789 | 75.7211 | 114.4805 | 42.6828
936 | 25.7435 | 74.2565 | 112.7268 | 51.8067
937 | 27.4314 | 72.5686 | 110.7419 | 61.3997
938 | 29.6999 | 70.3001 | 108.5095 | 71.5872
939 | 33.0497 | 66.9503 | 106.2567 | 82.444
940 | 37.9862 | 62.0138 | 104.4584 | 93.9374
941 | 44.741 | 55.259 | 103.6439 | 105.8753
942 | 52.9909 | 47.0091 | 104.0927 | 117.9024
943 | 61.8597 | 38.1403 | 105.6942 | 129.5768
944 | 70.3029 | 29.6971 | 108.0757 | 140.4984
945 | 77.5663 | 22.4337 | 110.8264 | 150.4103
946 | 83.3617 | 16.6383 | 113.6378 | 159.221
947 | 87.7346 | 12.2654 | 116.3117 | 166.9138
948 | 90.9644 | 9.0356 | 118.7891 | 173.6556
949 | 93.3154 | 6.6846 | 121.0488 | 179.5711
950 | 95.0188 | 4.9812 | 123.0987 | -175.2158
951 | 96.255 | 3.745 | 124.9591 | -170.5943
952 | 97.1571 | 2.8429 | 126.6534 | -166.4696
953 | 97.8205 | 2.1795 | 128.2043 | -162.7631
954 | 98.3126 | 1.6874 | 129.632 | -159.4101
955 | 98.6812 | 1.3188 | 130.9538 | -156.3577
956 | 98.9598 | 1.0402 | 132.1842 | -153.5625
957 | 99.1724 | 0.82756 | 133.3357 | -150.9889
958 | 99.3362 | 0.66383 | 134.4182 | -148.6073
959 | 99.4634 | 0.53665 | 135.4405 | -146.3934
960 | 99.563 | 0.43704 | 136.4095 | -144.3267
961 | 99.6416 | 0.3584 | 137.3315 | -142.39
962 | 99.7041 | 0.29585 | 138.2114 | -140.5686
963 | 99.7543 | 0.24574 | 139.0536 | -138.8502
964 | 99.7947 | 0.20533 | 139.8619 | -137.2241
965 | 99.8275 | 0.17253 | 140.6394 | -135.6811
966 | 99.8543 | 0.14575 | 141.3889 | -134.2132
967 | 99.8763 | 0.12374 | 142.1129 | -132.8136
968 | 99.8944 | 0.10557 | 142.8135 | -131.4761
969 | 99.9095 | 0.090486 | 143.4926 | -130.1954
970 | 99.9221 | 0.077898 | 144.1517 | -128.9668
971 | 99.9327 | 0.067345 | 144.7925 | -127.7861
972 | 99.9415 | 0.058457 | 145.4161 | -126.6495
973 | 99.9491 | 0.050939 | 146.0238 | -125.5538
974 | 99.9554 | 0.044554 | 146.6166 | -124.4959
975 | 99.9609 | 0.039109 | 147.1955 | -123.4732
976 | 99.9656 | 0.034447 | 147.7613 | -122.4831
977 | 99.9696 | 0.030443 | 148.3149 | -121.5237
978 | 99.973 | 0.02699 | 148.8569 | -120.5927
979 | 99.976 | 0.024003 | 149.388 | -119.6884
980 | 99.9786 | 0.021411 | 149.9088 | -118.8092
981 | 99.9808 | 0.019156 | 150.4189 | -117.9549
982 | 99.9828 | 0.017187 | 150.9198 | -117.1227
983 | 99.9845 | 0.015462 | 151.412 | -116.3113
984 | 99.9861 | 0.013946 | 151.8958 | -115.5196
985 | 99.9874 | 0.012611 | 152.3718 | -114.7464
986 | 99.9886 | 0.011433 | 152.8402 | -113.9908
987 | 99.9896 | 0.010389 | 153.3014 | -113.2519
988 | 99.9905 | 0.009463 | 153.7557 | -112.5287
989 | 99.9914 | 0.008639 | 154.2035 | -111.8205
990 | 99.9921 | 0.007904 | 154.645 | -111.1265
991 | 99.9928 | 0.007247 | 155.0805 | -110.4461
992 | 99.9933 | 0.006659 | 155.5103 | -109.7786
993 | 99.9939 | 0.006132 | 155.9345 | -109.1234
994 | 99.9943 | 0.005657 | 156.3535 | -108.48
995 | 99.9948 | 0.00523 | 156.7673 | -107.8477
996 | 99.9952 | 0.004844 | 157.1763 | -107.2261
997 | 99.9955 | 0.004495 | 157.5805 | -106.6148
998 | 99.9958 | 0.004178 | 157.9803 | -106.0133
999 | 99.9961 | 0.003891 | 158.3756 | -105.4212
1000 | 99.9964 | 0.00363 | 158.7668 | -104.838
1001 | 99.9966 | 0.003393 | 159.154 | -104.2635
1002 | 99.9968 | 0.003176 | 159.5372 | -103.6973
1003 | 99.997 | 0.002978 | 159.9167 | -103.139
1004 | 99.9972 | 0.002797 | 160.2926 | -102.5883
1005 | 99.9974 | 0.002631 | 160.665 | -102.045
1006 | 99.9975 | 0.002479 | 161.0339 | -101.5087
1007 | 99.9977 | 0.002339 | 161.3997 | -100.9792
1008 | 99.9978 | 0.00221 | 161.7622 | -100.4563
1009 | 99.9979 | 0.002092 | 162.1218 | -99.9396
1010 | 99.998 | 0.001983 | 162.4783 | -99.429
1011 | 99.9981 | 0.001882 | 162.8321 | -98.9242
1012 | 99.9982 | 0.001789 | 163.183 | -98.4251
1013 | 99.9983 | 0.001703 | 163.5313 | -97.9314
1014 | 99.9984 | 0.001623 | 163.8771 | -97.443
1015 | 99.9985 | 0.001549 | 164.2203 | -96.9596
1016 | 99.9985 | 0.00148 | 164.5611 | -96.4811
1017 | 99.9986 | 0.001416 | 164.8995 | -96.0073
1018 | 99.9986 | 0.001357 | 165.2357 | -95.5381
1019 | 99.9987 | 0.001302 | 165.5697 | -95.0733
1020 | 99.9988 | 0.00125 | 165.9016 | -94.6127
1021 | 99.9988 | 0.001203 | 166.2314 | -94.1563
1022 | 99.9988 | 0.001158 | 166.5592 | -93.7039
1023 | 99.9989 | 0.001116 | 166.8851 | -93.2553
1024 | 99.9989 | 0.001077 | 167.2091 | -92.8104
1025 | 99.999 | 0.001041 | 167.5314 | -92.3692
1026 | 99.999 | 0.001007 | 167.8518 | -91.9314
1027 | 99.999 | 0.000975 | 168.1706 | -91.4971
1028 | 99.9991 | 0.000946 | 168.4877 | -91.066
1029 | 99.9991 | 0.000918 | 168.8032 | -90.638
1030 | 99.9991 | 0.000892 | 169.1172 | -90.2132
1031 | 99.9991 | 0.000868 | 169.4297 | -89.7913
1032 | 99.9992 | 0.000845 | 169.7407 | -89.3723
1033 | 99.9992 | 0.000824 | 170.0504 | -88.9561
1034 | 99.9992 | 0.000804 | 170.3587 | -88.5425
1035 | 99.9992 | 0.000785 | 170.6657 | -88.1316
1036 | 99.9992 | 0.000768 | 170.9715 | -87.7233
1037 | 99.9992 | 0.000752 | 171.276 | -87.3174
1038 | 99.9993 | 0.000737 | 171.5794 | -86.9138
1039 | 99.9993 | 0.000723 | 171.8816 | -86.5126
1040 | 99.9993 | 0.00071 | 172.1828 | -86.1136
1041 | 99.9993 | 0.000697 | 172.4829 | -85.7167
1042 | 99.9993 | 0.000686 | 172.7819 | -85.322
1043 | 99.9993 | 0.000676 | 173.08 | -84.9293
1044 | 99.9993 | 0.000666 | 173.3772 | -84.5385
1045 | 99.9993 | 0.000657 | 173.6735 | -84.1496
1046 | 99.9994 | 0.000649 | 173.9688 | -83.7626
1047 | 99.9994 | 0.000641 | 174.2634 | -83.3773
1048 | 99.9994 | 0.000634 | 174.5572 | -82.9937
1049 | 99.9994 | 0.000628 | 174.8502 | -82.6118
1050 | 99.9994 | 0.000623 | 175.1425 | -82.2315
1051 | 99.9994 | 0.000618 | 175.434 | -81.8528
1052 | 99.9994 | 0.000613 | 175.725 | -81.4755
1053 | 99.9994 | 0.000609 | 176.0152 | -81.0997
1054 | 99.9994 | 0.000606 | 176.3049 | -80.7253
1055 | 99.9994 | 0.000603 | 176.5941 | -80.3522
1056 | 99.9994 | 0.000601 | 176.8827 | -79.9804
1057 | 99.9994 | 0.0006 | 177.1707 | -79.6099
1058 | 99.9994 | 0.000599 | 177.4584 | -79.2405
1059 | 99.9994 | 0.000598 | 177.7455 | -78.8723
1060 | 99.9994 | 0.000598 | 178.0323 | -78.5052
1061 | 99.9994 | 0.000598 | 178.3187 | -78.1392
1062 | 99.9994 | 0.000599 | 178.6047 | -77.7742
1063 | 99.9994 | 0.000601 | 178.8904 | -77.4101
1064 | 99.9994 | 0.000602 | 179.1758 | -77.047
1065 | 99.9994 | 0.000605 | 179.4604 | -76.6854
1066 | 99.9994 | 0.000608 | 179.7449 | -76.3246
1067 | 99.9994 | 0.000611 | -179.9709 | -75.9647
1068 | 99.9994 | 0.000615 | -179.6869 | -75.6055
1069 | 99.9994 | 0.00062 | -179.4031 | -75.247
1070 | 99.9994 | 0.000625 | -179.1193 | -74.8893
1071 | 99.9994 | 0.00063 | -178.8357 | -74.5321
1072 | 99.9994 | 0.000636 | -178.5521 | -74.1756
1073 | 99.9994 | 0.000643 | -178.2685 | -73.8197
1074 | 99.9994 | 0.00065 | -177.985 | -73.4643
1075 | 99.9993 | 0.000658 | -177.7014 | -73.1095
1076 | 99.9993 | 0.000667 | -177.4178 | -72.755
1077 | 99.9993 | 0.000676 | -177.1341 | -72.4011
1078 | 99.9993 | 0.000686 | -176.8504 | -72.0475
1079 | 99.9993 | 0.000696 | -176.5664 | -71.6943
1080 | 99.9993 | 0.000708 | -176.2824 | -71.3414
1081 | 99.9993 | 0.00072 | -175.9981 | -70.9888
1082 | 99.9993 | 0.000732 | -175.7136 | -70.6364
1083 | 99.9993 | 0.000746 | -175.4288 | -70.2843
1084 | 99.9992 | 0.000761 | -175.1438 | -69.9323
1085 | 99.9992 | 0.000776 | -174.8585 | -69.5805
1086 | 99.9992 | 0.000792 | -174.5728 | -69.2288
1087 | 99.9992 | 0.000809 | -174.2867 | -68.8771
1088 | 99.9992 | 0.000828 | -174.0003 | -68.5255
1089 | 99.9992 | 0.000847 | -173.7134 | -68.174
1090 | 99.9991 | 0.000867 | -173.426 | -67.8223
1091 | 99.9991 | 0.000889 | -173.1381 | -67.4707
1092 | 99.9991 | 0.000912 | -172.8497 | -67.1189
1093 | 99.9991 | 0.000936 | -172.5608 | -66.767
1094 | 99.999 | 0.000962 | -172.2712 | -66.4149
1095 | 99.999 | 0.000989 | -171.981 | -66.0625
1096 | 99.999 | 0.001018 | -171.6901 | -65.71
1097 | 99.999 | 0.001048 | -171.3986 | -65.3572
1098 | 99.9989 | 0.00108 | -171.1063 | -65.004
1099 | 99.9989 | 0.001114 | -170.8132 | -64.6505
1100 | 99.9989 | 0.00115 | -170.5193 | -64.2966
1101 | 99.9988 | 0.001188 | -170.2245 | -63.9422
1102 | 99.9988 | 0.001228 | -169.9289 | -63.5874
1103 | 99.9987 | 0.001271 | -169.6323 | -63.232
1104 | 99.9987 | 0.001316 | -169.3348 | -62.8762
1105 | 99.9986 | 0.001364 | -169.0362 | -62.5197
1106 | 99.9986 | 0.001415 | -168.7366 | -62.1625
1107 | 99.9985 | 0.001468 | -168.4359 | -61.8047
1108 | 99.9985 | 0.001526 | -168.1341 | -61.4462
1109 | 99.9984 | 0.001586 | -167.8311 | -61.0869
1110 | 99.9983 | 0.001651 | -167.5268 | -60.7268
1111 | 99.9983 | 0.001719 | -167.2212 | -60.3659
1112 | 99.9982 | 0.001792 | -166.9144 | -60.0041
1113 | 99.9981 | 0.00187 | -166.6061 | -59.6413
1114 | 99.998 | 0.001952 | -166.2964 | -59.2775
1115 | 99.998 | 0.00204 | -165.9852 | -58.9126
1116 | 99.9979 | 0.002134 | -165.6725 | -58.5467
1117 | 99.9978 | 0.002234 | -165.3582 | -58.1796
1118 | 99.9977 | 0.00234 | -165.0422 | -57.8114
1119 | 99.9975 | 0.002454 | -164.7245 | -57.4419
1120 | 99.9974 | 0.002576 | -164.405 | -57.071
1121 | 99.9973 | 0.002706 | -164.0837 | -56.6988
1122 | 99.9972 | 0.002845 | -163.7604 | -56.3252
1123 | 99.997 | 0.002994 | -163.4352 | -55.9501
1124 | 99.9968 | 0.003154 | -163.1079 | -55.5734
1125 | 99.9967 | 0.003325 | -162.7785 | -55.1951
1126 | 99.9965 | 0.003509 | -162.4468 | -54.8151
1127 | 99.9963 | 0.003707 | -162.1129 | -54.4334
1128 | 99.9961 | 0.00392 | -161.7766 | -54.0498
1129 | 99.9959 | 0.004148 | -161.4379 | -53.6643
1130 | 99.9956 | 0.004395 | -161.0966 | -53.2769
1131 | 99.9953 | 0.00466 | -160.7526 | -52.8874
1132 | 99.9951 | 0.004947 | -160.4059 | -52.4957
1133 | 99.9947 | 0.005257 | -160.0563 | -52.1018
1134 | 99.9944 | 0.005592 | -159.7038 | -51.7055
1135 | 99.994 | 0.005954 | -159.3482 | -51.3069
1136 | 99.9937 | 0.006347 | -158.9894 | -50.9057
1137 | 99.9932 | 0.006773 | -158.6273 | -50.5019
1138 | 99.9928 | 0.007235 | -158.2618 | -50.0953
1139 | 99.9923 | 0.007737 | -157.8926 | -49.6859
1140 | 99.9917 | 0.008284 | -157.5198 | -49.2735
1141 | 99.9911 | 0.00888 | -157.143 | -48.858
1142 | 99.9905 | 0.00953 | -156.7622 | -48.4393
1143 | 99.9898 | 0.010239 | -156.3772 | -48.0172
1144 | 99.989 | 0.011015 | -155.9878 | -47.5916
1145 | 99.9881 | 0.011864 | -155.5938 | -47.1623
1146 | 99.9872 | 0.012795 | -155.195 | -46.7291
1147 | 99.9862 | 0.013817 | -154.7912 | -46.2919
1148 | 99.9851 | 0.014941 | -154.3821 | -45.8505
1149 | 99.9838 | 0.016178 | -153.9676 | -45.4047
1150 | 99.9825 | 0.017541 | -153.5474 | -44.9542
1151 | 99.981 | 0.019047 | -153.1211 | -44.4989
1152 | 99.9793 | 0.020712 | -152.6885 | -44.0385
1153 | 99.9774 | 0.022556 | -152.2493 | -43.5728
1154 | 99.9754 | 0.024603 | -151.8031 | -43.1014
1155 | 99.9731 | 0.026877 | -151.3496 | -42.6241
1156 | 99.9706 | 0.02941 | -150.8884 | -42.1406
1157 | 99.9678 | 0.032236 | -150.419 | -41.6504
1158 | 99.9646 | 0.035394 | -149.941 | -41.1533
1159 | 99.9611 | 0.038932 | -149.4538 | -40.6488
1160 | 99.9571 | 0.042902 | -148.957 | -40.1365
1161 | 99.9526 | 0.047367 | -148.4499 | -39.6159
1162 | 99.9476 | 0.052401 | -147.9318 | -39.0864
1163 | 99.9419 | 0.058089 | -147.4022 | -38.5476
1164 | 99.9355 | 0.064533 | -146.8601 | -37.9987
1165 | 99.9282 | 0.07185 | -146.3047 | -37.4391
1166 | 99.9198 | 0.080182 | -145.7351 | -36.868
1167 | 99.9103 | 0.089698 | -145.1502 | -36.2845
1168 | 99.8994 | 0.1006 | -144.5488 | -35.6877
1169 | 99.8869 | 0.11312 | -143.9296 | -35.0765
1170 | 99.8725 | 0.12755 | -143.291 | -34.4498
1171 | 99.8558 | 0.14425 | -142.6315 | -33.8062
1172 | 99.8364 | 0.16363 | -141.9492 | -33.1441
1173 | 99.8138 | 0.18622 | -141.2418 | -32.4619
1174 | 99.7873 | 0.21266 | -140.507 | -31.7576
1175 | 99.7563 | 0.24375 | -139.7418 | -31.0289
1176 | 99.7195 | 0.28046 | -138.9431 | -30.2731
1177 | 99.676 | 0.32405 | -138.107 | -29.4873
1178 | 99.6239 | 0.37608 | -137.2291 | -28.6679
1179 | 99.5615 | 0.43855 | -136.3042 | -27.8107
1180 | 99.486 | 0.51403 | -135.3259 | -26.9107
1181 | 99.3941 | 0.60588 | -134.2869 | -25.9619
1182 | 99.2815 | 0.71849 | -133.178 | -24.9571
1183 | 99.1423 | 0.85768 | -131.9883 | -23.8875
1184 | 98.9687 | 1.0313 | -130.7042 | -22.7423
1185 | 98.7499 | 1.2501 | -129.3085 | -21.5079
1186 | 98.4712 | 1.5288 | -127.7798 | -20.1671
1187 | 98.1117 | 1.8883 | -126.0902 | -18.6979
1188 | 97.6413 | 2.3587 | -124.2035 | -17.0718
1189 | 97.0164 | 2.9836 | -122.0715 | -15.2508
1190 | 96.1713 | 3.8287 | -119.6286 | -13.1834
1191 | 95.0054 | 4.9946 | -116.7838 | -10.7989
1192 | 93.3602 | 6.6398 | -113.4067 | -7.9972
1193 | 90.98 | 9.02 | -109.3064 | -4.6333
1194 | 87.4426 | 12.5574 | -104.1925 | -0.49218
1195 | 82.0445 | 17.9555 | -97.6088 | 4.7514
1196 | 73.6444 | 26.3556 | -88.8107 | 11.5921
1197 | 60.6268 | 39.3732 | -76.5341 | 20.7549
1198 | 41.8006 | 58.1994 | -58.4801 | 33.1432
1199 | 20.1101 | 79.8899 | -29.3337 | 49.3074
1200 | 6.6809 | 93.3191 | 30.3353 | 68.1435
1201 | 10.52 | 89.48 | 110.138 | 86.4916
1202 | 25.2117 | 74.7883 | 147.0922 | 101.6357
1203 | 40.6434 | 59.3566 | 166.6674 | 113.0876
1204 | 52.8615 | 47.1385 | 179.2626 | 121.6026
1205 | 61.7437 | 38.2563 | -171.8409 | 128.0566
1206 | 68.0966 | 31.9034 | -165.1611 | 133.1057
1207 | 72.6763 | 27.3237 | -159.9035 | 137.19
1208 | 76.026 | 23.974 | -155.6025 | 140.5989
1209 | 78.5108 | 21.4892 | -151.9681 | 143.525
1210 | 80.3732 | 19.6268 | -148.8107 | 146.0997
1211 | 81.7759 | 18.2241 | -146.0013 | 148.4147
1212 | 82.8294 | 17.1706 | -143.4492 | 150.5362
1213 | 83.61 | 16.39 | -141.0881 | 152.5128
1214 | 84.1707 | 15.8293 | -138.8685 | 154.3815
1215 | 84.5489 | 15.4511 | -136.7521 | 156.1711
1216 | 84.7709 | 15.2291 | -134.7084 | 157.9047
1217 | 84.8547 | 15.1453 | -132.7124 | 159.6011
1218 | 84.8122 | 15.1878 | -130.7431 | 161.2763
1219 | 84.6505 | 15.3495 | -128.7822 | 162.9444
1220 | 84.3728 | 15.6272 | -126.8131 | 164.6176
1221 | 83.9791 | 16.0209 | -124.8205 | 166.3077
1222 | 83.4662 | 16.5338 | -122.7896 | 168.0256
1223 | 82.8281 | 17.1719 | -120.7059 | 169.7821
1224 | 82.056 | 17.944 | -118.5544 | 171.5881
1225 | 81.1383 | 18.8617 | -116.3196 | 173.4546
1226 | 80.0601 | 19.9399 | -113.985 | 175.3934
1227 | 78.8034 | 21.1966 | -111.5325 | 177.4169
1228 | 77.3468 | 22.6532 | -108.9423 | 179.5387
1229 | 75.6649 | 24.3351 | -106.192 | -178.2269
1230 | 73.7289 | 26.2711 | -103.2564 | -175.8636
1231 | 71.5058 | 28.4942 | -100.1067 | -173.354
1232 | 68.9595 | 31.0405 | -96.7095 | -170.6789
1233 | 66.0517 | 33.9483 | -93.0262 | -167.8174
1234 | 62.744 | 37.256 | -89.0116 | -164.7469
1235 | 59.0011 | 40.9989 | -84.6121 | -161.4439
1236 | 54.7971 | 45.2029 | -79.7639 | -157.8839
1237 | 50.123 | 49.877 | -74.3894 | -154.0433
1238 | 44.9987 | 55.0013 | -68.3928 | -149.9007
1239 | 39.4865 | 60.5135 | -61.6515 | -145.4398
1240 | 33.7057 | 66.2943 | -54.0028 | -140.6522
1241 | 27.8448 | 72.1552 | -45.2195 | -135.5419
1242 | 22.1633 | 77.8367 | -34.97 | -130.1286
1243 | 16.9774 | 83.0226 | -22.7563 | -124.4515
1244 | 12.6244 | 87.3756 | -7.8558 | -118.5693
1245 | 9.4089 | 90.5911 | 10.588 | -112.5589
1246 | 7.5441 | 92.4559 | 32.8916 | -106.5091
1247 | 7.1084 | 92.8916 | 57.426 | -100.5119
1248 | 8.0341 | 91.9659 | 80.6804 | -94.6538
1249 | 10.1311 | 89.8689 | 100.1684 | -89.0071
1250 | 13.1336 | 86.8664 | 115.703 | -83.6256

## IP ETM dH=2084 dT=5895
Design | ETM Design 19 pair with matching |  |  |  | Design: | ETM Design 19 pair with matching
Reference Wavelength (nm) | 1064 |  |  |  | Reference Wavelength (nm): | 1064
Incident Angle (deg) | 0 |  |  |  | Incident Angle (deg): | 0
Wavelength (nm) | Reflectance (%) (IP ETM) | Transmittance (%) (IP ETM) | Reflectance-Phase (deg) | Transmittance-Phase (deg)
400 | 15.3755 | 84.6245 | -166.261 | -113.69 |  |  | Packing | Refractive | Extinction | Optical | Physical | Geometric | Void | Void | Inhomogeneity | Minimum Physical | Maximum Physical |  |  |  | 532 nm |  | 1064 nm
401 | 12.3398 | 87.6602 | -150.926 | -91.5517 | Layer | Material | Density | Index | Coefficient | Thickness (FWOT) | Thickness (nm) | Thickness | Material | Density | Factor | Thickness | Thickness |  |  | 532 | 0 | 1064 | 0
402 | 6.7944 | 93.2056 | -137.8938 | -68.4147 | Medium | Air |  | 1 | 0 | [10 empty] | 532 | 100 | 1064 | 100
403 | 1.963 | 98.037 | -139.6227 | -44.0344 | 1 | SiO2 Pinto Dispersion | 1 | 1.47 | 0 | 0.02547 | 18.44 | 0.017327 | Air | 0 | 0 |  |  |  | 0
404 | 1.344 | 98.656 | 163.7429 | -19.0757 | 2 | Ti:Ta2O5 Pinto Dispersion | 1 | 2.0942 | 0 | 0.20696 | 105.15 | 0.098826 | Air | 0 | 0 |  |  |  | 105.15
405 | 5.3158 | 94.6842 | 151.958 | 5.2673 | 3 | SiO2 Pinto Dispersion | 1 | 1.47 | 0 | 0.27577 | 199.61 | 0.18761 | Air | 0 | 0 |  |  |  | 0
406 | 10.771 | 89.229 | 163.4014 | 28.2101 | 4 | Ti:Ta2O5 Pinto Dispersion | 1 | 2.0942 | 0 | 0.20696 | 105.15 | 0.098826 | Air | 0 | 0 |  |  |  | 105.15
407 | 14.3998 | 85.6002 | 178.4638 | 49.8416 | 5 | SiO2 Pinto Dispersion | 1 | 1.47 | 0 | 0.27577 | 199.61 | 0.18761 | Air | 0 | 0 |  |  |  | 0
408 | 14.5842 | 85.4158 | -165.8605 | 70.8626 | 6 | Ti:Ta2O5 Pinto Dispersion | 1 | 2.0942 | 0 | 0.20696 | 105.15 | 0.098826 | Air | 0 | 0 |  |  |  | 105.15
409 | 11.2948 | 88.7052 | -150.3863 | 92.1538 | 7 | SiO2 Pinto Dispersion | 1 | 1.47 | 0 | 0.27577 | 199.61 | 0.18761 | Air | 0 | 0 |  |  |  | 0
410 | 5.9746 | 94.0254 | -137.1072 | 114.4112 | 8 | Ti:Ta2O5 Pinto Dispersion | 1 | 2.0942 | 0 | 0.20696 | 105.15 | 0.098826 | Air | 0 | 0 |  |  |  | 105.15
411 | 1.5633 | 98.4367 | -138.6063 | 137.7827 | 9 | SiO2 Pinto Dispersion | 1 | 1.47 | 0 | 0.27577 | 199.61 | 0.18761 | Air | 0 | 0 |  |  |  | 0
412 | 1.063 | 98.937 | 157.6417 | 161.6497 | 10 | Ti:Ta2O5 Pinto Dispersion | 1 | 2.0942 | 0 | 0.20696 | 105.15 | 0.098826 | Air | 0 | 0 |  |  |  | 105.15
413 | 4.7626 | 95.2374 | 146.7501 | -175.0334 | 11 | SiO2 Pinto Dispersion | 1 | 1.47 | 0 | 0.27577 | 199.61 | 0.18761 | Air | 0 | 0 |  |  |  | 0
414 | 9.9791 | 90.0209 | 158.7031 | -152.9733 | 12 | Ti:Ta2O5 Pinto Dispersion | 1 | 2.0942 | 0 | 0.20696 | 105.15 | 0.098826 | Air | 0 | 0 |  |  |  | 105.15
415 | 13.7329 | 86.2671 | 173.9582 | -132.1423 | 13 | SiO2 Pinto Dispersion | 1 | 1.47 | 0 | 0.27577 | 199.61 | 0.18761 | Air | 0 | 0 |  |  |  | 0
416 | 14.4298 | 85.5702 | -170.2185 | -111.965 | 14 | Ti:Ta2O5 Pinto Dispersion | 1 | 2.0942 | 0 | 0.20696 | 105.15 | 0.098826 | Air | 0 | 0 |  |  |  | 105.15
417 | 11.8534 | 88.1466 | -154.3901 | -91.6703 | 15 | SiO2 Pinto Dispersion | 1 | 1.47 | 0 | 0.27577 | 199.61 | 0.18761 | Air | 0 | 0 |  |  |  | 0
418 | 7.019 | 92.981 | -139.5633 | -70.591 | 16 | Ti:Ta2O5 Pinto Dispersion | 1 | 2.0942 | 0 | 0.20696 | 105.15 | 0.098826 | Air | 0 | 0 |  |  |  | 105.15
419 | 2.2635 | 97.7365 | -131.8246 | -48.4598 | 17 | SiO2 Pinto Dispersion | 1 | 1.47 | 0 | 0.27577 | 199.61 | 0.18761 | Air | 0 | 0 |  |  |  | 0
420 | 0.46901 | 99.531 | 175.8558 | -25.6455 | 18 | Ti:Ta2O5 Pinto Dispersion | 1 | 2.0942 | 0 | 0.20696 | 105.15 | 0.098826 | Air | 0 | 0 |  |  |  | 105.15
421 | 2.8242 | 97.1758 | 139.4193 | -3.0232 | 19 | SiO2 Pinto Dispersion | 1 | 1.47 | 0 | 0.27577 | 199.61 | 0.18761 | Air | 0 | 0 |  |  |  | 0
422 | 7.648 | 92.352 | 149.24 | 18.6098 | 20 | Ti:Ta2O5 Pinto Dispersion | 1 | 2.0942 | 0 | 0.20696 | 105.15 | 0.098826 | Air | 0 | 0 |  |  |  | 105.15
423 | 12.1142 | 87.8858 | 164.3309 | 39.0271 | 21 | SiO2 Pinto Dispersion | 1 | 1.47 | 0 | 0.27577 | 199.61 | 0.18761 | Air | 0 | 0 |  |  |  | 0
424 | 14.2396 | 85.7604 | -179.7443 | 58.5704 | 22 | Ti:Ta2O5 Pinto Dispersion | 1 | 2.0942 | 0 | 0.20696 | 105.15 | 0.098826 | Air | 0 | 0 |  |  |  | 105.15
425 | 13.3041 | 86.6959 | -163.6537 | 77.8767 | 23 | SiO2 Pinto Dispersion | 1 | 1.47 | 0 | 0.27577 | 199.61 | 0.18761 | Air | 0 | 0 |  |  |  | 0
426 | 9.6498 | 90.3502 | -147.6237 | 97.6134 | 24 | Ti:Ta2O5 Pinto Dispersion | 1 | 2.0942 | 0 | 0.20696 | 105.15 | 0.098826 | Air | 0 | 0 |  |  |  | 105.15
427 | 4.7144 | 95.2856 | -133.0701 | 118.2424 | 25 | SiO2 Pinto Dispersion | 1 | 1.47 | 0 | 0.27577 | 199.61 | 0.18761 | Air | 0 | 0 |  |  |  | 0
428 | 0.94778 | 99.0522 | -131.2203 | 139.7801 | 26 | Ti:Ta2O5 Pinto Dispersion | 1 | 2.0942 | 0 | 0.20696 | 105.15 | 0.098826 | Air | 0 | 0 |  |  |  | 105.15
429 | 0.60431 | 99.3957 | 141.2982 | 161.6896 | 27 | SiO2 Pinto Dispersion | 1 | 1.47 | 0 | 0.27577 | 199.61 | 0.18761 | Air | 0 | 0 |  |  |  | 0
430 | 3.8506 | 96.1494 | 135.364 | -176.8498 | 28 | Ti:Ta2O5 Pinto Dispersion | 1 | 2.0942 | 0 | 0.20696 | 105.15 | 0.098826 | Air | 0 | 0 |  |  |  | 105.15
431 | 8.6433 | 91.3567 | 149.1507 | -156.4194 | 29 | SiO2 Pinto Dispersion | 1 | 1.47 | 0 | 0.27577 | 199.61 | 0.18761 | Air | 0 | 0 |  |  |  | 0
432 | 12.552 | 87.448 | 165.1129 | -137.0712 | 30 | Ti:Ta2O5 Pinto Dispersion | 1 | 2.0942 | 0 | 0.20696 | 105.15 | 0.098826 | Air | 0 | 0 |  |  |  | 105.15
433 | 14.0769 | 85.9231 | -178.6361 | -118.4209 | 31 | SiO2 Pinto Dispersion | 1 | 1.47 | 0 | 0.27577 | 199.61 | 0.18761 | Air | 0 | 0 |  |  |  | 0
434 | 12.7652 | 87.2348 | -162.2461 | -99.8835 | 32 | Ti:Ta2O5 Pinto Dispersion | 1 | 2.0942 | 0 | 0.20696 | 105.15 | 0.098826 | Air | 0 | 0 |  |  |  | 105.15
435 | 9.0513 | 90.9487 | -145.7002 | -80.8813 | 33 | SiO2 Pinto Dispersion | 1 | 1.47 | 0 | 0.27577 | 199.61 | 0.18761 | Air | 0 | 0 |  |  |  | 0
436 | 4.316 | 95.684 | -129.8588 | -61.036 | 34 | Ti:Ta2O5 Pinto Dispersion | 1 | 2.0942 | 0 | 0.20696 | 105.15 | 0.098826 | Air | 0 | 0 |  |  |  | 105.15
437 | 0.77143 | 99.2286 | -122.7751 | -40.3645 | 35 | SiO2 Pinto Dispersion | 1 | 1.47 | 0 | 0.27577 | 199.61 | 0.18761 | Air | 0 | 0 |  |  |  | 0
438 | 0.39648 | 99.6035 | 129.0346 | -19.354 | 36 | Ti:Ta2O5 Pinto Dispersion | 1 | 2.0942 | 0 | 0.20696 | 105.15 | 0.098826 | Air | 0 | 0 |  |  |  | 105.15
439 | 3.3687 | 96.6313 | 128.2609 | 1.2674 | 37 | SiO2 Pinto Dispersion | 1 | 1.47 | 0 | 0.27577 | 199.61 | 0.18761 | Air | 0 | 0 |  |  |  | 0
440 | 7.9343 | 92.0657 | 143.5539 | 20.9639 | 38 | Ti:Ta2O5 Pinto Dispersion | 1 | 2.0942 | 0 | 0.20696 | 105.15 | 0.098826 | Air | 0 | 0 |  |  |  | 105.15
441 | 11.898 | 88.102 | 160.1498 | 39.6472 | 39 | SiO2 Pinto Dispersion | 1 | 1.47 | 0 | 0.27577 | 199.61 | 0.18761 | Air | 0 | 0 |  |  |  | 0
442 | 13.8032 | 86.1968 | 176.7845 | 57.6198 | 40 | Ti:Ta2O5 Pinto Dispersion | 1 | 2.0942 | 0 | 0.17133 | 87.05 | 0.081812 | Air | 0 | 0 |  |  |  | 87.05
443 | 13.1081 | 86.8919 | -166.4811 | 75.3839 | Substrate | SiO2 Pinto Dispersion |  | 1.47 | 0
444 | 10.0376 | 89.9624 | -149.3468 | 93.4661
445 | 5.6 | 94.4 | -131.702 | 112.2608 | Total Thickness |  |  |  |  | 9.3687 | 5895.98 | 5.5413 | [5 empty] | dH= | 2084.9
446 | 1.5963 | 98.4037 | -114.5589 | 131.8679
447 | 0.009657 | 99.9903 | 165.7048 | 151.9832
448 | 1.6892 | 98.3108 | 113.5106 | 171.9981
449 | 5.652 | 94.348 | 130.7597 | -168.6723 |  |  |  |  | phi-H | 0.0002
450 | 9.9408 | 90.0592 | 148.4978 | -150.2868 |  |  |  |  | ph-L | 4e-05
451 | 12.89 | 87.11 | 165.8666 | -132.7232 |  |  |  |  | f-H | 0.35361
452 | 13.6211 | 86.3789 | -176.9257 | -115.6063 |  |  |  |  | Z | 0.56942
453 | 11.9724 | 88.0276 | -159.3993 | -98.4655
454 | 8.4192 | 91.5808 | -140.9604 | -80.8674
455 | 4.1307 | 95.8693 | -120.7368 | -62.5449
456 | 0.84971 | 99.1503 | -94.8684 | -43.526
457 | 0.1492 | 99.8508 | 64.0796 | -24.1792
458 | 2.3543 | 97.6457 | 105.8688 | -5.0664
459 | 6.3029 | 93.6971 | 127.7573 | 13.3469
460 | 10.2519 | 89.7481 | 147.1559 | 30.9005
461 | 12.8325 | 87.1675 | 165.5414 | 47.7458
462 | 13.3531 | 86.6469 | -176.3185 | 64.2295
463 | 11.7225 | 88.2775 | -157.6706 | 80.7665
464 | 8.394 | 91.606 | -137.5596 | 97.7322
465 | 4.4061 | 95.5939 | -114.1324 | 115.3553
466 | 1.2689 | 98.7311 | -79.6602 | 133.6155
467 | 0.3705 | 99.6295 | 18.7735 | 152.2064
468 | 2.1058 | 97.8942 | 86.4666 | 170.6472
469 | 5.6009 | 94.3991 | 115.4905 | -171.4863
470 | 9.3666 | 90.6334 | 138.0068 | -154.3768
471 | 12.1201 | 87.8799 | 158.3996 | -137.9363
472 | 13.1342 | 86.8658 | 178.1748 | -121.89
473 | 12.2182 | 87.7818 | -161.5958 | -105.8831
474 | 9.6525 | 90.3475 | -139.7046 | -89.5749
475 | 6.1944 | 93.8056 | -114.136 | -72.7254
476 | 3.027 | 96.973 | -79.8023 | -55.2807
477 | 1.4072 | 98.5928 | -22.9298 | -37.4208
478 | 2.0136 | 97.9864 | 45.5123 | -19.5102
479 | 4.5127 | 95.4873 | 88.299 | -1.9383
480 | 7.8163 | 92.1837 | 117.8232 | 15.0537
481 | 10.7394 | 89.2606 | 142.6352 | 31.4486
482 | 12.4614 | 87.5386 | 165.8202 | 47.4182
483 | 12.639 | 87.361 | -170.9461 | 63.2383
484 | 11.3628 | 88.6372 | -146.2396 | 79.2018
485 | 9.1129 | 90.8871 | -118.396 | 95.5415
486 | 6.6938 | 93.3062 | -85.1759 | 112.3618
487 | 5.025 | 94.975 | -44.4144 | 129.5971
488 | 4.7494 | 95.2506 | 1.7583 | 147.0313
489 | 5.8898 | 94.1102 | 45.3106 | 164.3953
490 | 7.8757 | 92.1243 | 82.4154 | -178.5048
491 | 9.9227 | 90.0773 | 114.983 | -161.7063
492 | 11.4388 | 88.5612 | 145.7123 | -145.0926
493 | 12.2368 | 87.7632 | 176.6817 | -128.4612
494 | 12.5574 | 87.4426 | -150.7104 | -111.6177
495 | 12.9397 | 87.0603 | -116.0325 | -94.4672
496 | 13.9218 | 86.0782 | -80.2144 | -77.0674
497 | 15.6424 | 84.3576 | -45.0587 | -59.5968
498 | 17.6089 | 82.3911 | -11.7776 | -42.2216
499 | 18.8506 | 81.1494 | 19.921 | -24.9145
500 | 18.3441 | 81.6559 | 51.9203 | -7.3013
501 | 15.6123 | 84.3877 | 88.2449 | 11.4315
502 | 12.0279 | 87.9721 | 137.0401 | 32.5008
503 | 13.2822 | 86.7178 | -155.5291 | 56.9415
504 | 27.3368 | 72.6632 | -92.7856 | 83.8378
505 | 50.6655 | 49.3345 | -48.0454 | 109.4185
506 | 70.6202 | 29.3798 | -16.2932 | 130.4669
507 | 82.945 | 17.055 | 6.7682 | 146.7304
508 | 89.782 | 10.218 | 24.1377 | 159.3555
509 | 93.5601 | 6.4399 | 37.7706 | 169.4631
510 | 95.7189 | 4.2811 | 48.8773 | 177.8374
511 | 97.0064 | 2.9936 | 58.2094 | -175.0102
512 | 97.8072 | 2.1928 | 66.2485 | -168.7451
513 | 98.324 | 1.676 | 73.3152 | -163.1424
514 | 98.6679 | 1.3321 | 79.6313 | -158.0453
515 | 98.9022 | 1.0978 | 85.3558 | -153.3408
516 | 99.0641 | 0.93593 | 90.6065 | -148.9445
517 | 99.176 | 0.82397 | 95.4735 | -144.7911
518 | 99.252 | 0.748 | 100.0275 | -140.8285
519 | 99.3005 | 0.69946 | 104.3256 | -137.0136
520 | 99.3268 | 0.67324 | 108.4154 | -133.3095
521 | 99.3333 | 0.66673 | 112.3376 | -129.6831
522 | 99.3207 | 0.67927 | 116.1283 | -126.1033
523 | 99.2879 | 0.71207 | 119.8209 | -122.54
524 | 99.2316 | 0.76843 | 123.4474 | -118.9618
525 | 99.1456 | 0.85438 | 127.0405 | -115.3345
526 | 99.02 | 0.97995 | 130.6351 | -111.6192
527 | 98.8385 | 1.1615 | 134.2711 | -107.7683
528 | 98.5739 | 1.4261 | 137.9964 | -103.7217
529 | 98.1805 | 1.8195 | 141.8729 | -99.3985
530 | 97.5777 | 2.4223 | 145.9846 | -94.685
531 | 96.6163 | 3.3837 | 150.453 | -89.4124
532 | 95.0042 | 4.9958 | 155.464 | -83.3156
533 | 92.0198 | 7.9802 | 161.5067 | -75.7073
534 | 86.2063 | 13.7937 | 168.9905 | -65.8899
535 | 74.1526 | 25.8474 | 178.7763 | -52.2386
536 | 49.8811 | 50.1189 | -168.7276 | -31.9502
537 | 17.0745 | 82.9255 | -163.0775 | -2.8606
538 | 9.1099 | 90.8901 | 151.2898 | 29.0428
539 | 25.3198 | 74.6802 | 139.5949 | 54.0573
540 | 40.039 | 59.961 | 146.491 | 71.7566
541 | 48.016 | 51.984 | 154.5201 | 85.3264
542 | 50.7272 | 49.2728 | 162.2263 | 97.0483
543 | 49.4131 | 50.5869 | 169.7742 | 108.2925
544 | 44.5527 | 55.4473 | 177.3799 | 119.9865
545 | 36.3389 | 63.6611 | -175.0398 | 132.8563
546 | 25.4975 | 74.5025 | -168.4468 | 147.4485
547 | 14.4058 | 85.5942 | -166.407 | 163.9314
548 | 7.2139 | 92.7861 | -178.6554 | -178.2232
549 | 7.0061 | 92.9939 | 154.2985 | -160.2402
550 | 12.6781 | 87.3219 | 142.2488 | -143.3922
551 | 20.4932 | 79.5068 | 143.2951 | -128.3088
552 | 27.4526 | 72.5474 | 148.647 | -114.9262
553 | 32.2323 | 67.7677 | 155.2141 | -102.8248
554 | 34.5219 | 65.4781 | 162.0845 | -91.4993
555 | 34.3735 | 65.6265 | 169.0128 | -80.4711
556 | 31.9225 | 68.0775 | 175.9104 | -69.3125
557 | 27.3805 | 72.6195 | -177.4018 | -57.6492
558 | 21.2034 | 78.7966 | -171.4775 | -45.1809
559 | 14.3521 | 85.6479 | -167.8296 | -31.7386
560 | 8.4113 | 91.5887 | -170.2302 | -17.3735
561 | 5.1699 | 94.8301 | 174.8972 | -2.419
562 | 5.6268 | 94.3732 | 152.8634 | 12.5713
563 | 9.2974 | 90.7026 | 142.1662 | 27.0303
564 | 14.6379 | 85.3621 | 141.7676 | 40.5904
565 | 20.0409 | 79.9591 | 145.8221 | 53.1566
566 | 24.4253 | 75.5747 | 151.5721 | 64.8459
567 | 27.2579 | 72.7421 | 157.9403 | 75.89
568 | 28.35 | 71.65 | 164.5175 | 86.5626
569 | 27.6845 | 72.3155 | 171.1375 | 97.1411
570 | 25.3425 | 74.6575 | 177.6762 | 107.8882
571 | 21.5244 | 78.4756 | -176.1028 | 119.0386
572 | 16.6401 | 83.3599 | -170.769 | 130.7758
573 | 11.4182 | 88.5818 | -167.6821 | 143.195
574 | 6.9121 | 93.0879 | -169.971 | 156.2568
575 | 4.2534 | 95.7466 | 176.9465 | 169.7595
576 | 4.1628 | 95.8372 | 155.2405 | -176.6327
577 | 6.5545 | 93.4455 | 141.6977 | -163.2935
578 | 10.6091 | 89.3909 | 138.9534 | -150.518
579 | 15.2334 | 84.7666 | 141.6438 | -138.452
580 | 19.494 | 80.506 | 146.6362 | -127.0924
581 | 22.7857 | 77.2143 | 152.5736 | -116.3286
582 | 24.7939 | 75.2061 | 158.8852 | -105.9906
583 | 25.3938 | 74.6062 | 165.33 | -95.8829
584 | 24.572 | 75.428 | 171.7902 | -85.8058
585 | 22.3993 | 77.6007 | 178.1538 | -75.5675
586 | 19.0504 | 80.9496 | -175.7939 | -64.9964
587 | 14.8617 | 85.1383 | -170.5381 | -53.9578
588 | 10.3914 | 89.6086 | -167.1838 | -42.38
589 | 6.4169 | 93.5831 | -168.2378 | -30.2825
590 | 3.7886 | 96.2114 | -178.633 | -17.796
591 | 3.1364 | 96.8636 | 159.8085 | -5.1507
592 | 4.5838 | 95.4162 | 142.0687 | 7.3758
593 | 7.6946 | 92.3054 | 136.1662 | 19.5324
594 | 11.696 | 88.304 | 137.2079 | 31.1551
595 | 15.791 | 84.209 | 141.3432 | 42.188
596 | 19.3608 | 80.6392 | 146.813 | 52.6689
597 | 22.0139 | 77.9861 | 152.8483 | 62.6998
598 | 23.5436 | 76.4564 | 159.112 | 72.4187
599 | 23.8658 | 76.1342 | 165.4551 | 81.9795
600 | 22.9765 | 77.0235 | 171.7967 | 91.5387
601 | 20.9396 | 79.0604 | 178.0478 | 101.2469
602 | 17.9042 | 82.0958 | -175.9667 | 111.2397
603 | 14.1446 | 85.8554 | -170.6342 | 121.624
604 | 10.1007 | 89.8993 | -166.8151 | 132.4612
605 | 6.3786 | 93.6214 | -166.45 | 143.7462
606 | 3.6622 | 96.3378 | -173.7532 | 155.3921
607 | 2.5218 | 97.4782 | 166.4261 | 167.2337
608 | 3.1982 | 96.8018 | 144.2047 | 179.0557
609 | 5.5006 | 94.4994 | 134.0641 | -169.357
610 | 8.8983 | 91.1017 | 132.9514 | -158.1709
611 | 12.7323 | 87.2677 | 136.0167 | -147.4758
612 | 16.4087 | 83.5913 | 140.9178 | -137.2826
613 | 19.4926 | 80.5074 | 146.6233 | -127.54
614 | 21.714 | 78.286 | 152.6717 | -118.155
615 | 22.9297 | 77.0703 | 158.8569 | -109.0115
616 | 23.0826 | 76.9174 | 165.0865 | -99.9833
617 | 22.1747 | 77.8253 | 171.3078 | -90.9426
618 | 20.2623 | 79.7377 | 177.456 | -81.7663
619 | 17.47 | 82.53 | -176.6023 | -72.3434
620 | 14.0203 | 85.9797 | -171.1607 | -62.5842
621 | 10.2632 | 89.7368 | -166.8605 | -52.4331
622 | 6.682 | 93.318 | -165.1314 | -41.8842
623 | 3.8411 | 96.1589 | -169.2377 | -30.9932
624 | 2.2598 | 97.7402 | 174.8642 | -19.8798
625 | 2.2476 | 97.7524 | 149.412 | -8.7116
626 | 3.7885 | 96.2115 | 133.3995 | 2.3279
627 | 6.5519 | 93.4481 | 129.1589 | 13.0781
628 | 10.0203 | 89.9797 | 130.742 | 23.4298
629 | 13.6522 | 86.3478 | 134.8862 | 33.3367
630 | 16.9962 | 83.0038 | 140.1671 | 42.8102
631 | 19.7336 | 80.2664 | 145.948 | 51.905
632 | 21.6681 | 78.3319 | 151.9386 | 60.7041
633 | 22.6956 | 77.3044 | 158.0092 | 69.3064
634 | 22.7747 | 77.2253 | 164.1036 | 77.8176
635 | 21.9094 | 78.0906 | 170.1906 | 86.3442
636 | 20.1461 | 79.8539 | 176.2279 | 94.9892
637 | 17.5849 | 82.4151 | -177.8769 | 103.8464
638 | 14.4014 | 85.5986 | -172.3305 | 112.9939
639 | 10.8707 | 89.1293 | -167.5791 | 122.4845
640 | 7.3771 | 92.6229 | -164.5993 | 132.3342
641 | 4.3879 | 95.6121 | -165.6349 | 142.5118
642 | 2.3731 | 97.6269 | -175.7743 | 152.9345
643 | 1.684 | 98.316 | 159.7661 | 163.4743
644 | 2.4399 | 97.5601 | 135.9528 | 173.978
645 | 4.4874 | 95.5126 | 126.4554 | -175.7042
646 | 7.4585 | 92.5415 | 125.6456 | -165.6922
647 | 10.8895 | 89.1105 | 128.6435 | -156.0587
648 | 14.3365 | 85.6635 | 133.3184 | -146.8266
649 | 17.4452 | 82.5548 | 138.7429 | -137.9756
650 | 19.9689 | 80.0311 | 144.4934 | -129.4535
651 | 21.7554 | 78.2446 | 150.3747 | -121.1878
652 | 22.7226 | 77.2774 | 156.3016 | -113.0942
653 | 22.837 | 77.163 | 162.2404 | -105.0833
654 | 22.0999 | 77.9001 | 168.1761 | -97.0648
655 | 20.5456 | 79.4544 | 174.0873 | -88.9512
656 | 18.2489 | 81.7511 | 179.9193 | -80.6608
657 | 15.341 | 84.659 | -174.4561 | -72.1236
658 | 12.0293 | 87.9707 | -169.3181 | -63.2873
659 | 8.6109 | 91.3891 | -165.2643 | -54.1259
660 | 5.4643 | 94.5357 | -163.6311 | -44.6488
661 | 3.006 | 96.994 | -167.6225 | -34.9067
662 | 1.6071 | 98.3929 | 175.8183 | -24.9911
663 | 1.4944 | 98.5056 | 146.2873 | -15.0242
664 | 2.6804 | 97.3196 | 126.9164 | -5.1399
665 | 4.9612 | 95.0388 | 121.37 | 4.5387
666 | 7.983 | 92.017 | 122.2793 | 13.9187
667 | 11.3404 | 88.6596 | 125.9402 | 22.9468
668 | 14.6606 | 85.3394 | 130.8213 | 31.61
669 | 17.6492 | 82.3508 | 136.2464 | 39.9293
670 | 20.1008 | 79.8992 | 141.9017 | 47.9504
671 | 21.8536 | 78.1464 | 147.4916 | 55.5359
672 | 22.9069 | 77.0931 | 153.1048 | 62.9624
673 | 23.2295 | 76.7705 | 158.7216 | 70.3002
674 | 22.8156 | 77.1844 | 164.3386 | 77.6207
675 | 21.6819 | 78.3181 | 169.9527 | 84.9944
676 | 19.8703 | 80.1297 | 175.5469 | 92.4885
677 | 17.4568 | 82.5432 | -178.9301 | 100.1644
678 | 14.5651 | 85.4349 | -173.5967 | 108.0734
679 | 11.3805 | 88.6195 | -168.7028 | 116.2521
680 | 8.1564 | 91.8436 | -164.7706 | 124.7162
681 | 5.2062 | 94.7938 | -162.9496 | 133.4539
682 | 2.8688 | 97.1312 | -166.0084 | 142.4228
683 | 1.4495 | 98.5505 | 179.4046 | 151.5494
684 | 1.1486 | 98.8514 | 148.7552 | 160.7365
685 | 2.0084 | 97.9916 | 125.0653 | 169.8758
686 | 3.9015 | 96.0985 | 117.2186 | 178.8635
687 | 6.5686 | 93.4314 | 116.9954 | -172.3852
688 | 9.685 | 90.315 | 119.966 | -163.9268
689 | 12.9279 | 87.0721 | 124.3518 | -155.7868
690 | 16.0216 | 83.9784 | 129.3808 | -147.9628
691 | 18.7567 | 81.2433 | 134.6911 | -140.4298
692 | 20.9891 | 79.0109 | 140.109 | -133.1467
693 | 22.6284 | 77.3716 | 145.555 | -126.0618
694 | 23.623 | 76.377 | 150.9986 | -119.1175
695 | 23.949 | 76.051 | 156.4352 | -112.253
696 | 23.6013 | 76.3987 | 161.8711 | -105.4065
697 | 22.5916 | 77.4084 | 167.3138 | -98.517
698 | 20.9501 | 79.0499 | 172.7616 | -91.5255
699 | 18.7324 | 81.2676 | 178.1916 | -84.3774
700 | 16.0301 | 83.9699 | -176.4612 | -77.0248
701 | 12.9826 | 87.0174 | -171.3399 | -69.4301
702 | 9.7869 | 90.2131 | -166.7428 | -61.5712
703 | 6.6979 | 93.3021 | -163.3019 | -53.4464
704 | 4.0116 | 95.9884 | -162.4724 | -45.0785
705 | 2.0273 | 97.9727 | -168.0316 | -36.5175
706 | 0.99216 | 99.0078 | 170.7885 | -27.8377
707 | 1.044 | 98.956 | 135.2943 | -19.1309
708 | 2.1764 | 97.8236 | 116.0338 | -10.4941
709 | 4.241 | 95.759 | 111.3148 | -2.0175
710 | 6.987 | 93.013 | 112.4314 | 6.2276
711 | 10.1187 | 89.8813 | 115.9441 | 14.1943
712 | 13.3493 | 86.6507 | 120.5147 | 21.8621
713 | 16.4357 | 83.5643 | 125.556 | 29.2341
714 | 19.1933 | 80.8067 | 130.7899 | 36.3319
715 | 21.4934 | 78.5066 | 136.0828 | 43.1909
716 | 23.2538 | 76.7462 | 141.3747 | 49.8556
717 | 24.4262 | 75.5738 | 146.6457 | 56.3756
718 | 24.9859 | 75.0141 | 151.8974 | 62.8036
719 | 24.924 | 75.076 | 157.1419 | 69.1934
720 | 24.2438 | 75.7562 | 162.3946 | 75.5989
721 | 22.9612 | 77.0388 | 167.6682 | 82.0728
722 | 21.1079 | 78.8921 | 172.9649 | 88.6658
723 | 18.7394 | 81.2606 | 178.2673 | 95.4246
724 | 15.9445 | 84.0555 | -176.4797 | 102.3896
725 | 12.8557 | 87.1443 | -171.3995 | 109.5918
726 | 9.6578 | 90.3422 | -166.7505 | 117.0488
727 | 6.5866 | 93.4134 | -163.0825 | 124.7599
728 | 3.9146 | 96.0854 | -161.6767 | 132.7031
729 | 1.9174 | 98.0826 | -166.0148 | 140.8326
730 | 0.82622 | 99.1738 | 173.7252 | 149.0812
731 | 0.77797 | 99.222 | 133.0595 | 157.3657
732 | 1.7822 | 98.2178 | 110.522 | 165.597
733 | 3.7193 | 96.2807 | 105.2749 | 173.6907
734 | 6.3706 | 93.6294 | 106.3128 | -178.423
735 | 9.4669 | 90.5331 | 109.7875 | -170.7926
736 | 12.7376 | 87.2624 | 114.3044 | -163.4438
737 | 15.9455 | 84.0545 | 119.2713 | -156.3808
738 | 18.9037 | 81.0963 | 124.4115 | -149.5899
739 | 21.4774 | 78.5226 | 129.5916 | -143.0441
740 | 23.5771 | 76.4229 | 134.7516 | -136.707
741 | 25.1476 | 74.8524 | 139.8708 | -130.5366
742 | 26.1576 | 73.8424 | 144.9507 | -124.4874
743 | 26.592 | 73.408 | 150.0049 | -118.512
744 | 26.4458 | 73.5542 | 155.053 | -112.5627
745 | 25.7224 | 74.2776 | 160.1163 | -106.5914
746 | 24.4337 | 75.5663 | 165.2135 | -100.5511
747 | 22.6036 | 77.3964 | 170.3566 | -94.3963
748 | 20.275 | 79.725 | 175.544 | -88.084
749 | 17.5176 | 82.4823 | -179.2505 | -81.5761
750 | 14.4389 | 85.5611 | -174.0971 | -74.8414
751 | 11.1923 | 88.8077 | -169.1494 | -67.8595
752 | 7.9811 | 92.0189 | -164.7325 | -60.6243
753 | 5.0515 | 94.9485 | -161.5757 | -53.1481
754 | 2.67 | 97.33 | -161.5681 | -45.4639
755 | 1.0849 | 98.9151 | -170.8285 | -37.6259
756 | 0.48009 | 99.5199 | 152.52 | -29.7064
757 | 0.93362 | 99.0664 | 111.0856 | -21.788
758 | 2.3994 | 97.6006 | 99.2203 | -13.9551
759 | 4.7185 | 95.2815 | 98.4103 | -6.2834
760 | 7.6562 | 92.3438 | 101.2418 | 1.1673
761 | 10.9485 | 89.0515 | 105.4967 | 8.3575
762 | 14.3441 | 85.6559 | 110.3419 | 15.2689
763 | 17.6305 | 82.3695 | 115.4107 | 21.9019
764 | 20.6446 | 79.3554 | 120.5294 | 28.2717
765 | 23.2716 | 76.7284 | 125.6172 | 34.405
766 | 25.4365 | 74.5635 | 130.6418 | 40.3359
767 | 27.0939 | 72.9061 | 135.5983 | 46.103
768 | 28.2186 | 71.7814 | 140.4972 | 51.748
769 | 28.7981 | 71.2019 | 145.3578 | 57.3138
770 | 28.8272 | 71.1728 | 150.2041 | 62.8439
771 | 28.3061 | 71.6939 | 155.0621 | 68.3821
772 | 27.2393 | 72.7607 | 159.9571 | 73.972
773 | 25.6385 | 74.3615 | 164.9115 | 79.6565
774 | 23.5268 | 76.4732 | 169.9414 | 85.4771
775 | 20.946 | 79.054 | 175.0508 | 91.473
776 | 17.9657 | 82.0343 | -179.7771 | 97.679
777 | 14.6937 | 85.3063 | -174.5973 | 104.1234
778 | 11.2849 | 88.7151 | -169.5367 | 110.824
779 | 7.9447 | 92.0553 | -164.8724 | 117.7849
780 | 4.9219 | 95.0781 | -161.2447 | 124.9923
781 | 2.4855 | 97.5145 | -160.4012 | 132.412
782 | 0.88628 | 99.1137 | -168.8115 | 139.989
783 | 0.30965 | 99.6903 | 146.6176 | 147.651
784 | 0.83421 | 99.1658 | 99.3766 | 155.3146
785 | 2.4128 | 97.5872 | 90.0066 | 162.8952
786 | 4.8838 | 95.1162 | 90.6086 | 170.3159
787 | 8.0082 | 91.9918 | 94.1578 | 177.5154
788 | 11.5172 | 88.4828 | 98.7902 | -175.5476
789 | 15.1544 | 84.8456 | 103.828 | -168.8936
790 | 18.7029 | 81.2971 | 108.9778 | -162.5248
791 | 21.9969 | 78.0031 | 114.1034 | -156.4284
792 | 24.9197 | 75.0803 | 119.1447 | -150.5804
793 | 27.3962 | 72.6038 | 124.0816 | -144.9495
794 | 29.3815 | 70.6185 | 128.9166 | -139.4994
795 | 30.8514 | 69.1486 | 133.6651 | -134.1914
796 | 31.7943 | 68.2057 | 138.35 | -128.9852
797 | 32.2049 | 67.7951 | 142.9987 | -123.8399
798 | 32.0809 | 67.9191 | 147.6407 | -118.7142
799 | 31.4212 | 68.5788 | 152.3065 | -113.5664
800 | 30.2264 | 69.7736 | 157.0264 | -108.355
801 | 28.5013 | 71.4987 | 161.8291 | -103.0383
802 | 26.2596 | 73.7404 | 166.7393 | -97.5752
803 | 23.5309 | 76.4691 | 171.7745 | -91.9261
804 | 20.371 | 79.629 | 176.939 | -86.0541
805 | 16.873 | 83.127 | -177.7876 | -79.9279
806 | 13.1798 | 86.8202 | -172.4712 | -73.5249
807 | 9.4913 | 90.5087 | -167.2711 | -66.8352
808 | 6.0633 | 93.9367 | -162.5621 | -59.8665
809 | 3.1887 | 96.8113 | -159.351 | -52.6475
810 | 1.1601 | 98.8399 | -161.3462 | -45.2302
811 | 0.21635 | 99.7836 | 166.5073 | -37.6876
812 | 0.48948 | 99.5105 | 91.3389 | -30.1081
813 | 1.9708 | 98.0292 | 79.6776 | -22.5858
814 | 4.5126 | 95.4874 | 80.9019 | -15.2094
815 | 7.8642 | 92.1358 | 85.0405 | -8.053
816 | 11.7263 | 88.2737 | 90.1021 | -1.1693
817 | 15.8048 | 84.1952 | 95.4397 | 5.4117
818 | 19.8471 | 80.1529 | 100.789 | 11.6812
819 | 23.659 | 76.341 | 106.0337 | 17.648
820 | 27.1054 | 72.8946 | 111.127 | 23.3336
821 | 30.1007 | 69.8993 | 116.0584 | 28.7683
822 | 32.5967 | 67.4033 | 120.8378 | 33.9879
823 | 34.5697 | 65.4303 | 125.4863 | 39.031
824 | 36.0107 | 63.9893 | 130.0318 | 43.938
825 | 36.9175 | 63.0825 | 134.5056 | 48.7498
826 | 37.2896 | 62.7104 | 138.9415 | 53.5074
827 | 37.1251 | 62.8749 | 143.3747 | 58.2526
828 | 36.4194 | 63.5806 | 147.8412 | 63.0275
829 | 35.1653 | 64.8347 | 152.3777 | 67.8749
830 | 33.3556 | 66.6444 | 157.0213 | 72.8387
831 | 30.9876 | 69.0124 | 161.8082 | 77.9637
832 | 28.0704 | 71.9296 | 166.7719 | 83.2949
833 | 24.6361 | 75.3639 | 171.9401 | 88.8765
834 | 20.7552 | 79.2448 | 177.3281 | 94.7493
835 | 16.5541 | 83.4459 | -177.0738 | 100.9477
836 | 12.2329 | 87.7671 | -171.3248 | 107.4936
837 | 8.0744 | 91.9256 | -165.5951 | 114.3911
838 | 4.4351 | 95.5649 | -160.3551 | 121.6191
839 | 1.7058 | 98.2942 | -157.2805 | 129.1264
840 | 0.24114 | 99.7589 | -169.3484 | 136.8313
841 | 0.27418 | 99.7258 | 77.3216 | 144.6266
842 | 1.8495 | 98.1505 | 66.961 | 152.3916
843 | 4.8071 | 95.1929 | 70.3276 | 160.0079
844 | 8.8268 | 91.1732 | 75.7733 | 167.3749
845 | 13.5107 | 86.4893 | 81.6946 | 174.4191
846 | 18.4672 | 81.5328 | 87.6184 | -178.9016
847 | 23.3684 | 76.6316 | 93.3636 | -172.6006
848 | 27.9739 | 72.0261 | 98.8609 | -166.668
849 | 32.128 | 67.872 | 104.0943 | -161.0777
850 | 35.7435 | 64.2565 | 109.0759 | -155.7931
851 | 38.7809 | 61.2191 | 113.8328 | -150.7718
852 | 41.2306 | 58.7694 | 118.3997 | -145.9689
853 | 43.0977 | 56.9023 | 122.8155 | -141.3384
854 | 44.3928 | 55.6072 | 127.1211 | -136.8345
855 | 45.1242 | 54.8758 | 131.3582 | -132.4115
856 | 45.2944 | 54.7056 | 135.5699 | -128.0234
857 | 44.8972 | 55.1028 | 139.8004 | -123.6233
858 | 43.9168 | 56.0832 | 144.0958 | -119.1627
859 | 42.328 | 57.672 | 148.505 | -114.5906
860 | 40.099 | 59.901 | 153.08 | -109.8523
861 | 37.1964 | 62.8036 | 157.8763 | -104.8891
862 | 33.596 | 66.404 | 162.9527 | -99.6385
863 | 29.3002 | 70.6998 | 168.3687 | -94.0347
864 | 24.3666 | 75.6334 | 174.1803 | -88.0123
865 | 18.9468 | 81.0532 | -179.5706 | -81.5118
866 | 13.3328 | 86.6672 | -172.8759 | -74.49
867 | 7.9912 | 92.0088 | -165.8086 | -66.9341
868 | 3.5532 | 96.4468 | -158.6812 | -58.8785
869 | 0.71897 | 99.281 | -153.2998 | -50.4178
870 | 0.070787 | 99.9292 | 58.0016 | -41.7087
871 | 1.8596 | 98.1404 | 52.6262 | -32.9529
872 | 5.8915 | 94.1085 | 59.6365 | -24.3637
873 | 11.5951 | 88.4049 | 67.2213 | -16.1269
874 | 18.2284 | 81.7716 | 74.5937 | -8.3738
875 | 25.0942 | 74.9058 | 81.531 | -1.1725
876 | 31.6688 | 68.3312 | 87.966 | 5.465
877 | 37.6293 | 62.3707 | 93.902 | 11.5668
878 | 42.8187 | 57.1813 | 99.3786 | 17.1851
879 | 47.1918 | 52.8082 | 104.453 | 22.3843
880 | 50.7664 | 49.2336 | 109.1886 | 27.2321
881 | 53.5881 | 46.4119 | 113.6502 | 31.7959
882 | 55.7082 | 44.2918 | 117.9009 | 36.1406
883 | 57.1701 | 42.8299 | 122.0021 | 40.3286
884 | 58.0019 | 41.9981 | 126.0142 | 44.421
885 | 58.2117 | 41.7883 | 129.9983 | 48.4791
886 | 57.7839 | 42.2161 | 134.0187 | 52.567
887 | 56.6755 | 43.3245 | 138.1455 | 56.7543
888 | 54.8129 | 45.1871 | 142.4584 | 61.1197
889 | 52.0882 | 47.9118 | 147.0514 | 65.7555
890 | 48.3589 | 51.6411 | 152.0383 | 70.7724
891 | 43.4582 | 56.5418 | 157.5589 | 76.3051
892 | 37.2295 | 62.7705 | 163.7847 | 82.5162
893 | 29.6161 | 70.3839 | 170.9229 | 89.5948
894 | 20.8489 | 79.1511 | 179.2129 | 97.7398
895 | 11.7533 | 88.2467 | -171.0693 | 107.1132
896 | 4.042 | 95.958 | -159.3978 | 117.7477
897 | 0.13318 | 99.8668 | -136.0286 | 129.4262
898 | 1.9908 | 98.0092 | 38.219 | 141.6201
899 | 9.5983 | 90.4017 | 52.1822 | 153.6054
900 | 20.8179 | 79.1821 | 63.8231 | 164.7276
901 | 32.9178 | 67.0822 | 73.9195 | 174.6112
902 | 43.9888 | 56.0112 | 82.5852 | -176.8222
903 | 53.2235 | 46.7765 | 89.9922 | -169.4604
904 | 60.537 | 39.463 | 96.3561 | -163.1125
905 | 66.1572 | 33.8428 | 101.8898 | -157.5779
906 | 70.3837 | 29.6163 | 106.7821 | -152.6746
907 | 73.4848 | 26.5152 | 111.1939 | -148.2459
908 | 75.6642 | 24.3358 | 115.2635 | -144.1569
909 | 77.056 | 22.944 | 119.1147 | -140.2864
910 | 77.7245 | 22.2755 | 122.8673 | -136.5168
911 | 77.6575 | 22.3425 | 126.6513 | -132.7215
912 | 76.7449 | 23.2551 | 130.6255 | -128.7457
913 | 74.7258 | 25.2742 | 135.0106 | -124.3753
914 | 71.0715 | 28.9285 | 140.1511 | -119.2779
915 | 64.7335 | 35.2665 | 146.6441 | -112.8812
916 | 53.6547 | 46.3453 | 155.6293 | -104.1081
917 | 34.4558 | 65.5442 | 169.4558 | -90.8286
918 | 8.0775 | 91.9225 | -166.5511 | -69.3994
919 | 4.5708 | 95.4292 | 33.596 | -38.8281
920 | 40.2858 | 59.7142 | 66.7534 | -10.0092
921 | 69.8161 | 30.1839 | 86.3318 | 8.8856
922 | 84.3639 | 15.6361 | 98.1343 | 20.4403
923 | 91.2694 | 8.7306 | 105.7865 | 27.9838
924 | 94.7733 | 5.2267 | 111.1656 | 33.3162
925 | 96.6888 | 3.3112 | 115.2058 | 37.3425
926 | 97.8054 | 2.1946 | 118.3993 | 40.5417
927 | 98.4915 | 1.5085 | 121.0242 | 43.185
928 | 98.9316 | 1.0684 | 123.2484 | 45.4362
929 | 99.2242 | 0.77582 | 125.1783 | 47.3992
930 | 99.4246 | 0.57545 | 126.8849 | 49.1433
931 | 99.5653 | 0.43469 | 128.4171 | 50.7166
932 | 99.6664 | 0.33363 | 129.8101 | 52.1532
933 | 99.7403 | 0.2597 | 131.0896 | 53.4784
934 | 99.7953 | 0.20469 | 132.2748 | 54.7111
935 | 99.8368 | 0.16316 | 133.3808 | 55.8658
936 | 99.8686 | 0.13138 | 134.4191 | 56.954
937 | 99.8932 | 0.10678 | 135.3991 | 57.9848
938 | 99.9125 | 0.087529 | 136.3283 | 58.9655
939 | 99.9277 | 0.072312 | 137.2127 | 59.9022
940 | 99.9398 | 0.060176 | 138.0575 | 60.7998
941 | 99.9496 | 0.050416 | 138.8669 | 61.6625
942 | 99.9575 | 0.042506 | 139.6445 | 62.4939
943 | 99.9639 | 0.03605 | 140.3935 | 63.2969
944 | 99.9693 | 0.030745 | 141.1164 | 64.0742
945 | 99.9736 | 0.026358 | 141.8155 | 64.828
946 | 99.9773 | 0.022709 | 142.4928 | 65.5603
947 | 99.9803 | 0.019668 | 143.1463 | 66.2685
948 | 99.9829 | 0.01711 | 143.7814 | 66.9585
949 | 99.9851 | 0.014947 | 144.3995 | 67.6317
950 | 99.9869 | 0.01311 | 145.0019 | 68.2893
951 | 99.9885 | 0.011543 | 145.5895 | 68.9323
952 | 99.9898 | 0.0102 | 146.1633 | 69.5616
953 | 99.991 | 0.009046 | 146.7243 | 70.1782
954 | 99.992 | 0.00805 | 147.2731 | 70.7827
955 | 99.9928 | 0.007186 | 147.8106 | 71.376
956 | 99.9936 | 0.006436 | 148.3374 | 71.9587
957 | 99.9942 | 0.005781 | 148.8541 | 72.5313
958 | 99.9948 | 0.005208 | 149.3611 | 73.0944
959 | 99.9953 | 0.004706 | 149.8592 | 73.6486
960 | 99.9957 | 0.004263 | 150.3486 | 74.1942
961 | 99.9961 | 0.003872 | 150.8299 | 74.7318
962 | 99.9965 | 0.003526 | 151.3035 | 75.2617
963 | 99.9968 | 0.00322 | 151.7696 | 75.7842
964 | 99.9971 | 0.002947 | 152.2288 | 76.2998
965 | 99.9973 | 0.002703 | 152.6812 | 76.8087
966 | 99.9975 | 0.002485 | 153.1272 | 77.3113
967 | 99.9977 | 0.00229 | 153.5671 | 77.8078
968 | 99.9979 | 0.002115 | 154.0011 | 78.2985
969 | 99.998 | 0.001958 | 154.4296 | 78.7836
970 | 99.9982 | 0.001816 | 154.8526 | 79.2635
971 | 99.9983 | 0.001687 | 155.2705 | 79.7382
972 | 99.9984 | 0.001571 | 155.6835 | 80.208
973 | 99.9985 | 0.001466 | 156.0917 | 80.6732
974 | 99.9986 | 0.00137 | 156.4953 | 81.1338
975 | 99.9987 | 0.001283 | 156.8946 | 81.5902
976 | 99.9988 | 0.001204 | 157.2897 | 82.0423
977 | 99.9989 | 0.001131 | 157.6807 | 82.4905
978 | 99.9989 | 0.001065 | 158.0677 | 82.9348
979 | 99.999 | 0.001004 | 158.4511 | 83.3754
980 | 99.9991 | 0.000949 | 158.8307 | 83.8125
981 | 99.9991 | 0.000898 | 159.2063 | 84.2454
982 | 99.9991 | 0.000851 | 159.5786 | 84.675
983 | 99.9992 | 0.000807 | 159.9475 | 85.1014
984 | 99.9992 | 0.000768 | 160.3134 | 85.5247
985 | 99.9993 | 0.000731 | 160.6762 | 85.945
986 | 99.9993 | 0.000697 | 161.0361 | 86.3626
987 | 99.9993 | 0.000666 | 161.3931 | 86.7773
988 | 99.9994 | 0.000636 | 161.7475 | 87.1894
989 | 99.9994 | 0.00061 | 162.0991 | 87.5989
990 | 99.9994 | 0.000585 | 162.4483 | 88.006
991 | 99.9994 | 0.000561 | 162.7949 | 88.4106
992 | 99.9995 | 0.00054 | 163.1392 | 88.813
993 | 99.9995 | 0.00052 | 163.4812 | 89.2131
994 | 99.9995 | 0.000501 | 163.821 | 89.6111
995 | 99.9995 | 0.000484 | 164.1586 | 90.007
996 | 99.9995 | 0.000468 | 164.4941 | 90.401
997 | 99.9995 | 0.000453 | 164.8276 | 90.793
998 | 99.9996 | 0.000439 | 165.1591 | 91.1831
999 | 99.9996 | 0.000426 | 165.4888 | 91.5715
1000 | 99.9996 | 0.000414 | 165.8167 | 91.9581
1001 | 99.9996 | 0.000403 | 166.1427 | 92.343
1002 | 99.9996 | 0.000392 | 166.4671 | 92.7264
1003 | 99.9996 | 0.000383 | 166.7899 | 93.1082
1004 | 99.9996 | 0.000374 | 167.111 | 93.4885
1005 | 99.9996 | 0.000365 | 167.4306 | 93.8674
1006 | 99.9996 | 0.000357 | 167.7487 | 94.2449
1007 | 99.9997 | 0.00035 | 168.0654 | 94.6211
1008 | 99.9997 | 0.000343 | 168.3807 | 94.996
1009 | 99.9997 | 0.000337 | 168.6947 | 95.3697
1010 | 99.9997 | 0.000331 | 169.0074 | 95.7422
1011 | 99.9997 | 0.000326 | 169.3188 | 96.1136
1012 | 99.9997 | 0.000321 | 169.629 | 96.484
1013 | 99.9997 | 0.000317 | 169.9381 | 96.8533
1014 | 99.9997 | 0.000313 | 170.2461 | 97.2216
1015 | 99.9997 | 0.000309 | 170.553 | 97.589
1016 | 99.9997 | 0.000305 | 170.8589 | 97.9554
1017 | 99.9997 | 0.000302 | 171.1638 | 98.3211
1018 | 99.9997 | 0.0003 | 171.4677 | 98.6859
1019 | 99.9997 | 0.000298 | 171.7707 | 99.0499
1020 | 99.9997 | 0.000295 | 172.0729 | 99.4132
1021 | 99.9997 | 0.000294 | 172.3742 | 99.7759
1022 | 99.9997 | 0.000292 | 172.6747 | 100.1379
1023 | 99.9997 | 0.000291 | 172.9745 | 100.4992
1024 | 99.9997 | 0.00029 | 173.2735 | 100.86
1025 | 99.9997 | 0.00029 | 173.5719 | 101.2203
1026 | 99.9997 | 0.00029 | 173.8696 | 101.5801
1027 | 99.9997 | 0.00029 | 174.1667 | 101.9394
1028 | 99.9997 | 0.00029 | 174.4632 | 102.2983
1029 | 99.9997 | 0.000291 | 174.7591 | 102.6569
1030 | 99.9997 | 0.000291 | 175.0545 | 103.015
1031 | 99.9997 | 0.000293 | 175.3494 | 103.3729
1032 | 99.9997 | 0.000294 | 175.6439 | 103.7305
1033 | 99.9997 | 0.000296 | 175.938 | 104.0879
1034 | 99.9997 | 0.000298 | 176.2316 | 104.445
1035 | 99.9997 | 0.0003 | 176.5249 | 104.802
1036 | 99.9997 | 0.000302 | 176.8179 | 105.1588
1037 | 99.9997 | 0.000305 | 177.1106 | 105.5156
1038 | 99.9997 | 0.000308 | 177.403 | 105.8723
1039 | 99.9997 | 0.000312 | 177.6952 | 106.2289
1040 | 99.9997 | 0.000316 | 177.9871 | 106.5856
1041 | 99.9997 | 0.00032 | 178.2789 | 106.9423
1042 | 99.9997 | 0.000324 | 178.5706 | 107.299
1043 | 99.9997 | 0.000329 | 178.8621 | 107.6559
1044 | 99.9997 | 0.000334 | 179.1536 | 108.0129
1045 | 99.9997 | 0.00034 | 179.445 | 108.3701
1046 | 99.9997 | 0.000346 | 179.7364 | 108.7275
1047 | 99.9996 | 0.000352 | -179.9723 | 109.0852
1048 | 99.9996 | 0.000359 | -179.6808 | 109.4431
1049 | 99.9996 | 0.000366 | -179.3893 | 109.8013
1050 | 99.9996 | 0.000374 | -179.0977 | 110.1599
1051 | 99.9996 | 0.000382 | -178.806 | 110.5189
1052 | 99.9996 | 0.000391 | -178.5141 | 110.8783
1053 | 99.9996 | 0.0004 | -178.222 | 111.2382
1054 | 99.9996 | 0.00041 | -177.9297 | 111.5986
1055 | 99.9996 | 0.000421 | -177.6371 | 111.9595
1056 | 99.9996 | 0.000432 | -177.3442 | 112.3209
1057 | 99.9996 | 0.000444 | -177.051 | 112.683
1058 | 99.9995 | 0.000457 | -176.7575 | 113.0457
1059 | 99.9995 | 0.00047 | -176.4636 | 113.4091
1060 | 99.9995 | 0.000484 | -176.1692 | 113.7732
1061 | 99.9995 | 0.000499 | -175.8744 | 114.1381
1062 | 99.9995 | 0.000515 | -175.5791 | 114.5038
1063 | 99.9995 | 0.000532 | -175.2833 | 114.8703
1064 | 99.9994 | 0.00055 | -174.987 | 115.2378
1065 | 99.9994 | 0.000569 | -174.6905 | 115.6055
1066 | 99.9994 | 0.000589 | -174.3934 | 115.9741
1067 | 99.9994 | 0.000611 | -174.0957 | 116.3438
1068 | 99.9994 | 0.000633 | -173.7972 | 116.7146
1069 | 99.9993 | 0.000658 | -173.4981 | 117.0864
1070 | 99.9993 | 0.000683 | -173.1981 | 117.4593
1071 | 99.9993 | 0.000711 | -172.8973 | 117.8335
1072 | 99.9993 | 0.00074 | -172.5957 | 118.2089
1073 | 99.9992 | 0.000771 | -172.2932 | 118.5855
1074 | 99.9992 | 0.000804 | -171.9898 | 118.9635
1075 | 99.9992 | 0.000839 | -171.6854 | 119.3429
1076 | 99.9991 | 0.000877 | -171.38 | 119.7237
1077 | 99.9991 | 0.000917 | -171.0735 | 120.106
1078 | 99.999 | 0.00096 | -170.7659 | 120.4898
1079 | 99.999 | 0.001005 | -170.4571 | 120.8752
1080 | 99.9989 | 0.001054 | -170.1471 | 121.2623
1081 | 99.9989 | 0.001107 | -169.8359 | 121.6511
1082 | 99.9988 | 0.001163 | -169.5234 | 122.0416
1083 | 99.9988 | 0.001223 | -169.2095 | 122.434
1084 | 99.9987 | 0.001287 | -168.8942 | 122.8283
1085 | 99.9986 | 0.001356 | -168.5775 | 123.2246
1086 | 99.9986 | 0.00143 | -168.2592 | 123.6229
1087 | 99.9985 | 0.00151 | -167.9394 | 124.0233
1088 | 99.9984 | 0.001596 | -167.6179 | 124.4259
1089 | 99.9983 | 0.001688 | -167.2947 | 124.8308
1090 | 99.9982 | 0.001787 | -166.9697 | 125.238
1091 | 99.9981 | 0.001894 | -166.6429 | 125.6476
1092 | 99.998 | 0.00201 | -166.3142 | 126.0597
1093 | 99.9979 | 0.002134 | -165.9835 | 126.4744
1094 | 99.9977 | 0.002269 | -165.6508 | 126.8917
1095 | 99.9976 | 0.002415 | -165.316 | 127.3119
1096 | 99.9974 | 0.002573 | -164.9789 | 127.7349
1097 | 99.9973 | 0.002745 | -164.6395 | 128.1608
1098 | 99.9971 | 0.002931 | -164.2978 | 128.5899
1099 | 99.9969 | 0.003133 | -163.9536 | 129.0221
1100 | 99.9966 | 0.003352 | -163.6068 | 129.4576
1101 | 99.9964 | 0.003592 | -163.2574 | 129.8966
1102 | 99.9961 | 0.003852 | -162.9052 | 130.339
1103 | 99.9959 | 0.004137 | -162.5501 | 130.7852
1104 | 99.9956 | 0.004448 | -162.1921 | 131.2352
1105 | 99.9952 | 0.004788 | -161.8309 | 131.6891
1106 | 99.9948 | 0.00516 | -161.4665 | 132.1471
1107 | 99.9944 | 0.005568 | -161.0988 | 132.6094
1108 | 99.994 | 0.006016 | -160.7275 | 133.0762
1109 | 99.9935 | 0.006508 | -160.3526 | 133.5475
1110 | 99.9929 | 0.00705 | -159.9739 | 134.0236
1111 | 99.9924 | 0.007648 | -159.5913 | 134.5047
1112 | 99.9917 | 0.008307 | -159.2045 | 134.9911
1113 | 99.991 | 0.009035 | -158.8134 | 135.4828
1114 | 99.9902 | 0.009842 | -158.4178 | 135.9801
1115 | 99.9893 | 0.010736 | -158.0175 | 136.4834
1116 | 99.9883 | 0.011729 | -157.6123 | 136.9928
1117 | 99.9872 | 0.012833 | -157.2019 | 137.5086
1118 | 99.9859 | 0.014063 | -156.7861 | 138.0311
1119 | 99.9846 | 0.015435 | -156.3647 | 138.5607
1120 | 99.983 | 0.016969 | -155.9374 | 139.0977
1121 | 99.9813 | 0.018686 | -155.5038 | 139.6424
1122 | 99.9794 | 0.020613 | -155.0636 | 140.1952
1123 | 99.9772 | 0.022779 | -154.6166 | 140.7566
1124 | 99.9748 | 0.025219 | -154.1622 | 141.3269
1125 | 99.972 | 0.027972 | -153.7002 | 141.9068
1126 | 99.9689 | 0.031087 | -153.2301 | 142.4966
1127 | 99.9654 | 0.034617 | -152.7514 | 143.097
1128 | 99.9614 | 0.038628 | -152.2635 | 143.7087
1129 | 99.9568 | 0.043197 | -151.766 | 144.3322
1130 | 99.9516 | 0.048413 | -151.2582 | 144.9683
1131 | 99.9456 | 0.054385 | -150.7395 | 145.6178
1132 | 99.9388 | 0.06124 | -150.209 | 146.2816
1133 | 99.9309 | 0.069131 | -149.6661 | 146.9608
1134 | 99.9218 | 0.078243 | -149.1097 | 147.6563
1135 | 99.9112 | 0.088796 | -148.5388 | 148.3694
1136 | 99.8989 | 0.10106 | -147.9524 | 149.1014
1137 | 99.8846 | 0.11536 | -147.3492 | 149.8539
1138 | 99.8679 | 0.13209 | -146.7278 | 150.6286
1139 | 99.8482 | 0.15175 | -146.0865 | 151.4272
1140 | 99.8251 | 0.17494 | -145.4237 | 152.2521
1141 | 99.7976 | 0.20242 | -144.7371 | 153.1056
1142 | 99.7649 | 0.23512 | -144.0245 | 153.9907
1143 | 99.7258 | 0.27423 | -143.2831 | 154.9105
1144 | 99.6787 | 0.32125 | -142.5097 | 155.8688
1145 | 99.6219 | 0.37811 | -141.7007 | 156.8701
1146 | 99.5527 | 0.44727 | -140.8518 | 157.9196
1147 | 99.4681 | 0.53194 | -139.9578 | 159.0233
1148 | 99.3636 | 0.63635 | -139.0125 | 160.1886
1149 | 99.2339 | 0.76608 | -138.0086 | 161.4244
1150 | 99.0714 | 0.92863 | -136.9371 | 162.7414
1151 | 98.8658 | 1.1342 | -135.7869 | 164.1529
1152 | 98.6033 | 1.3967 | -134.5444 | 165.6753
1153 | 98.2643 | 1.7357 | -133.1922 | 167.3295
1154 | 97.8211 | 2.1789 | -131.7083 | 169.1419
1155 | 97.2338 | 2.7662 | -130.0644 | 171.1469
1156 | 96.4436 | 3.5564 | -128.2232 | 173.39
1157 | 95.3627 | 4.6373 | -126.135 | 175.9318
1158 | 93.8567 | 6.1433 | -123.7327 | 178.8553
1159 | 91.7162 | 8.2838 | -120.9244 | -177.7238
1160 | 88.61 | 11.39 | -117.583 | -173.6422
1161 | 84.0118 | 15.9882 | -113.5334 | -168.6656
1162 | 77.1041 | 22.8959 | -108.5439 | -162.4583
1163 | 66.7279 | 33.2721 | -102.3476 | -154.5537
1164 | 51.6899 | 48.3101 | -94.8022 | -144.3716
1165 | 32.239 | 67.761 | -86.5786 | -131.4117
1166 | 13.0279 | 86.9721 | -82.1714 | -115.8089
1167 | 2.8752 | 97.1248 | -108.9774 | -98.9718
1168 | 5.8748 | 94.1252 | -166.1898 | -83.1309
1169 | 16.9451 | 83.0549 | -172.0926 | -69.808
1170 | 29.4695 | 70.5305 | -168.1897 | -59.2286
1171 | 40.2604 | 59.7396 | -163.2676 | -50.9186
1172 | 48.6741 | 51.3259 | -158.7404 | -44.2915
1173 | 54.9986 | 45.0014 | -154.7884 | -38.8673
1174 | 59.6928 | 40.3072 | -151.3418 | -34.2975
1175 | 63.1551 | 36.8449 | -148.2943 | -30.3377
1176 | 65.6848 | 34.3152 | -145.5504 | -26.8161
1177 | 67.4958 | 32.5042 | -143.0333 | -23.6099
1178 | 68.7378 | 31.2622 | -140.6829 | -20.6297
1179 | 69.515 | 30.485 | -138.4521 | -17.8079
1180 | 69.8988 | 30.1012 | -136.3037 | -15.0924
1181 | 69.9366 | 30.0634 | -134.2071 | -12.4416
1182 | 69.6587 | 30.3413 | -132.1373 | -9.8209
1183 | 69.0819 | 30.9181 | -130.0726 | -7.2009
1184 | 68.2125 | 31.7875 | -127.9944 | -4.5553
1185 | 67.0485 | 32.9515 | -125.886 | -1.8601
1186 | 65.5806 | 34.4194 | -123.7323 | 0.90745
1187 | 63.794 | 36.206 | -121.5197 | 3.7695
1188 | 61.6694 | 38.3306 | -119.236 | 6.7479
1189 | 59.1847 | 40.8153 | -116.8709 | 9.8647
1190 | 56.317 | 43.683 | -114.4166 | 13.142
1191 | 53.0455 | 46.9545 | -111.869 | 16.6018
1192 | 49.3563 | 50.6437 | -109.23 | 20.2659
1193 | 45.2478 | 54.7522 | -106.5102 | 24.1549
1194 | 40.7388 | 59.2612 | -103.7346 | 28.2872
1195 | 35.8771 | 64.1229 | -100.9493 | 32.6771
1196 | 30.7495 | 69.2505 | -98.2347 | 37.3331
1197 | 25.4896 | 74.5104 | -95.7248 | 42.2552
1198 | 20.2806 | 79.7194 | -93.6423 | 47.4323
1199 | 15.3496 | 84.6504 | -92.3605 | 52.8404
1200 | 10.9495 | 89.0505 | -92.5227 | 58.4411
1201 | 7.3292 | 92.6708 | -95.2635 | 64.1827
1202 | 4.6964 | 95.3036 | -102.5101 | 70.0022
1203 | 3.1828 | 96.8172 | -116.581 | 75.8309
1204 | 2.822 | 97.178 | -136.32 | 81.5993
1205 | 3.5486 | 96.4514 | -153.9816 | 87.244
1206 | 5.2157 | 94.7843 | -164.7519 | 92.7115
1207 | 7.6258 | 92.3742 | -169.9771 | 97.9622
1208 | 10.5638 | 89.4362 | -171.9207 | 102.97
1209 | 13.8245 | 86.1755 | -172.0321 | 107.7225
1210 | 17.2303 | 82.7697 | -171.1182 | 112.2178
1211 | 20.6393 | 79.3607 | -169.628 | 116.4627
1212 | 23.9458 | 76.0542 | -167.8182 | 120.4701
1213 | 27.0765 | 72.9235 | -165.8394 | 124.2564
1214 | 29.9847 | 70.0153 | -163.7811 | 127.8402
1215 | 32.6437 | 67.3563 | -161.697 | 131.2409
1216 | 35.042 | 64.958 | -159.6187 | 134.4778
1217 | 37.1778 | 62.8222 | -157.5639 | 137.5695
1218 | 39.0559 | 60.9441 | -155.5421 | 140.5336
1219 | 40.6852 | 59.3148 | -153.5572 | 143.3864
1220 | 42.0763 | 57.9237 | -151.6096 | 146.1434
1221 | 43.2408 | 56.7592 | -149.6977 | 148.8185
1222 | 44.19 | 55.81 | -147.8187 | 151.4246
1223 | 44.9347 | 55.0653 | -145.9689 | 153.9738
1224 | 45.4846 | 54.5154 | -144.1442 | 156.4771
1225 | 45.8485 | 54.1515 | -142.3406 | 158.9446
1226 | 46.0337 | 53.9663 | -140.5538 | 161.3858
1227 | 46.0467 | 53.9533 | -138.7799 | 163.8096
1228 | 45.8927 | 54.1073 | -137.015 | 166.2243
1229 | 45.576 | 54.424 | -135.2557 | 168.6377
1230 | 45.1 | 54.9 | -133.4986 | 171.0573
1231 | 44.4674 | 55.5326 | -131.7411 | 173.4902
1232 | 43.6804 | 56.3196 | -129.9807 | 175.9431
1233 | 42.7411 | 57.2589 | -128.2156 | 178.4225
1234 | 41.6512 | 58.3488 | -126.4448 | -179.0653
1235 | 40.4128 | 59.5872 | -124.6679 | -176.5145
1236 | 39.0287 | 60.9713 | -122.8856 | -173.9192
1237 | 37.5021 | 62.4979 | -121.0996 | -171.2742
1238 | 35.838 | 64.162 | -119.3134 | -168.5743
1239 | 34.0426 | 65.9574 | -117.5322 | -165.815
1240 | 32.1246 | 67.8754 | -115.7636 | -162.992
1241 | 30.095 | 69.905 | -114.0182 | -160.1016
1242 | 27.968 | 72.032 | -112.3104 | -157.1409
1243 | 25.7613 | 74.2387 | -110.6596 | -154.1077
1244 | 23.4962 | 76.5038 | -109.0913 | -151.0007
1245 | 21.1978 | 78.8021 | -107.6394 | -147.8195
1246 | 18.8956 | 81.1044 | -106.3486 | -144.565
1247 | 16.6221 | 83.3779 | -105.278 | -141.2393
1248 | 14.4131 | 85.5869 | -104.5057 | -137.846
1249 | 12.3066 | 87.6934 | -104.1355 | -134.39
1250 | 10.3412 | 89.6588 | -104.3055 | -130.8774